{"text_format":"1","workbook":"xlsx","n_sheets":34,"sheets":["Start","Introduction","Examples","Road Geometry","Lighting Standards","Fixtures","Costs","Confirmation","Delete IES","Add IES Files","MResults","Info","CostCalcs","Assumptions","FixtureData","Chart Data Baseline","Macros","Chart Data Upgrade","Illuminance Calcs","Luminance Calcs","Luminance Calcs CIE","InfoBoxes","Rtables","Translation","Versions","Scratch","Dashboard","Input","Annual Energy","Illuminance","Luminance","Simple Payback","Net Present Value","ROI"],"not_rendered":{"charts":10,"images":12,"macros":1,"external_links":0,"defined_names":323,"comments":0,"pivot_tables":0},"unopened":[],"bounds":{"document_bytes":16777216,"sheet_cells":100000,"rows_first":2000,"rows_last":500,"rows_between":2000,"halvings":0,"cell_chars":16384,"cell_head_chars":4096},"cells_cut":0,"cells_raw":0,"read":"whole","date_system":"1900"}

{"sheet":"Start","index":0,"n_rows":26,"n_cols":18,"rows_kept":26,"cut":false,"hidden":false,"merged":[[25,1,25,13],[4,1,4,3],[4,4,4,6],[7,1,7,13],[8,1,8,13],[9,1,9,13]]}
[]
[null,null,null,{"$f":"Translation!B27","v":"SEAD Street Lighting Tool v1.8.1"}]
[]
[]
[null,"Select Language:",null,null,"English"]
[]
[]
[null,{"$f":"Translation!B284","v":"SEAD Procurement Tool for Energy Efficient Street Lighting"}]
[null,null,null,null,null,null,null,null,null,null,null,null,null,null,null,null,null," "]
[null,{"$f":"Translation!B285","v":"Before you get started, please take some time to read the instructions located on the navigation worksheet ."}]
[]
[]
[]
[]
[]
[]
[]
[]
[]
[]
[]
[]
[]
[]
[null,{"$f":"Translation!B313","v":"Have comments or feedback? Send an email to sltoolkit@superefficient.org"}]
[null,{"$f":"Translation!B314","v":"This tool and accompanying street lighting technology profile are available at www.superefficient.org"}]

{"sheet":"Introduction","index":1,"n_rows":102,"n_cols":10,"rows_kept":102,"cut":false,"hidden":true,"merged":[[72,2,72,14],[76,2,76,14],[98,3,98,14],[96,3,96,14],[95,2,95,14],[90,3,90,14],[54,2,54,14],[17,3,17,14],[20,3,20,4],[7,3,7,14],[8,4,8,14],[9,4,9,14],[10,4,10,14],[36,3,36,4],[35,3,35,4],[34,3,34,4],[33,3,33,4],[101,3,101,14],[77,3,77,14],[78,3,78,14],[79,3,79,14],[86,3,86,14],[87,3,87,14],[88,3,88,14],[89,3,89,14],[97,3,97,14],[100,3,100,14],[85,2,85,14],[99,3,99,14]]}
[]
[null,null,{"$f":"Start!D2","v":"SEAD Street Lighting Tool v1.8.1"}]
[null,null,{"$f":"Translation!B12","v":"BACKGROUND INFORMATION"}]
[null,null,"****Out of date - to be updated April 2013****"]
[null,null,{"$f":"Translation!B38","v":"Before you start"}]
[null,null,{"$f":"Translation!B13","v":"Before you get started using the tool, there are a few things that are useful to know:"}]
[null,null,null,{"$f":"Translation!B64","v":"Scope of tool"}]
[null,null,null,{"$f":"Translation!B74","v":"This tool is designed to provide a simple, easy way of doing detailed street lighting photometric analysis. Whether you're an experienced designer, a procurement official looking to verify manufacturer claims, or a policy person wanting to know the magnitude of potential energy savings, we hope this tool will be something you find useful. Before you get started, here are a few notes on the capabilities - and limitations - of the tool:"}]
[null,null,null,null,{"$f":"Translation!B31","v":"- The tool is designed to be simple to use, requiring little prior knowledge. Follow the steps, and look out for popup boxes and \"?\" links for additional information"}]
[null,null,null,null,{"$f":"Translation!B29","v":"- A key feature of the tool is the ability to compare many different fixtures. By uploading IES files, you can build a large library of possible fixtures, and then analyze them all for a specific road configuration to see which achieves the best light quality and energy consumption"}]
[null,null,null,null,{"$f":"Translation!B30","v":"- Calculations are based on the IESNA calculation method; however, several simplifying assumptions have been made to allow for implementation in a simple spreadsheet tool. Therefore, results shouldn't be used for verifying compliance with these standards, but rather allow you to get a first pass at identifying the fixtures that are likely to provide the best energy performance for your requirements, which you can then analyze in detail using lighting design software."}]
[]
[]
[]
[null,null,{"$f":"Translation!B79","v":"Using the Tool"}]
[]
[null,null,null,{"$f":"Translation!B50","v":"'Inputs' Tab"}]
[null,null,null,{"$f":"Translation!B71","v":"The inputs tab gives you access to all required inputs, as well as navigation to all the other tabs relevant to the user. Start here, and if you get lost come back here and find the appropriate step."}]
[null,null,null,{"$f":"Translation!B47","v":"For a description of the other tabs and what they contain go here: "}]
[]
[null,null,null,{"$f":"Translation!B69","v":"Tab Descriptions"}]
[]
[null,null,null,{"$f":"Translation!B52","v":"Macros"}]
[null,null,null,{"$f":"Translation!B53","v":"Macros are required to perform the lighting calculations. To use the tool, you must enable macros. To do this:"}]
[null,null,null,null,{"$f":"Translation!B43","v":"Excel 2007:"},{"$f":"Translation!B32","v":" 'Windows button' -> Excel Options -> Trust Center -> Trust Center Settings"}]
[]
[null,null,null,null,{"$f":"Translation!B42","v":"Excel 2003: "}]
[null,null,null,null,null,{"$f":"Translation!B76","v":"Tools' -> Macro -> Security"}]
[null,null,null,null,null,{"$f":"Translation!B77","v":"Trusted publishers tab, click Trust all installed add-ins and templates"}]
[]
[null,null,null,{"$f":"Translation!B67","v":"Specific Applications"}]
[null,null,null,{"$f":"Translation!B55","v":"Most steps are self explanatory, but for a few pointers on a specific application, see these links:"}]
[]
[null,null,null,{"$f":"Translation!B28","v":"Single Fixture"}]
[null,null,null,{"$f":"Translation!B60","v":"Retrofit - basic"}]
[null,null,null,{"$f":"Translation!B62","v":"Retrofit - detailed"}]
[null,null,null,{"$f":"Translation!B56","v":"New installation"}]
[]
[]
[null,null,{"$f":"Translation!B48","v":"Get Started!"}]
[]
[null,null,null,{"$f":"Translation!B68","v":"Start with an example:"},null,null,null,null,null,{"$f":"Translation!B54","v":"Make your own:"}]
[null,null,null,{"$f":"Translation!B33","v":"2-lane road, single-side"},null,null,null,null,null,{"$f":"Translation!B41","v":"Describe your specific scenario"}]
[null,null,null,{"$f":"Translation!B34","v":"4-lane road, staggered"},null,null,null,{"$f":"Translation!B59","v":"OR"}]
[null,null,null,{"$f":"Translation!B35","v":"6-lane road, median mounted"}]
[]
[]
[]
[]
[]
[]
[]
[]
[null,null,{"$f":"Translation!B69","v":"Tab Descriptions"}]
[null,null,{"$f":"Translation!B58","v":"Not all tabs are needed by the user, but all tabs are left open so that you can see how calculations are performed if needed. Here's a description of all the tabs in the tool:"}]
[]
[]
[]
[]
[]
[]
[]
[]
[]
[]
[]
[]
[]
[null,null,{"$f":"Translation!B51","v":"Instructions for potential applications of the tool: "}]
[]
[]
[null,null,{"$f":"Translation!B66","v":"Single  Fixture "}]
[null,null,{"$f":"Translation!B65","v":"Simplest comparison is to compare one baseline fixture (the existing fixture, or standard choice for a new fixture) to an upgrade fixture. To do this, follow steps 1-5 as outlined on the Inputs tab, ignoring the options for 'analyze multiple fixtures' The SResults tab will show the results, and the MGraphs and MResults tabs may be ignored. "}]
[]
[]
[null,null,{"$f":"Translation!B63","v":"Retrofit - Exploratory Phase "}]
[null,null,{"$f":"Translation!B73","v":"The primary use of the tool is to quickly evaluate the potential energy and life cycle cost savings from replacing existing fixtures with energy efficient fixtures. To do this, the tool has been pre-populated with a variety of typical fixtures, and allows you to enter the specifics of your current road and pole configuration. To do this: "}]
[null,null,"1)",{"$f":"Translation!B44","v":"Follow steps 1-5 on the inputs page to define your current configuration, desired target light levels, and relevant costs "}]
[null,null,"2)",{"$f":"Translation!B80","v":"When choosing the upgrade fixture in Step 3, choose 'Multiple Fixtures' option and select some or all of the generic typical fixtures "}]
[null,null,"3)",{"$f":"Translation!B72","v":"The MGraphs page will show you which fixtures pass and fail your illuminance criteria for the given road geometry, ranked in order of lowest to highest energy consumption. "}]
[]
[]
[]
[]
[null,null,{"$f":"Translation!B61","v":"Retrofit - Design Phase"}]
[null,null,{"$f":"Translation!B36","v":"A second use of the tool is to decide which specific fixture to use to get the best lighting performance. This may be to choose from a few specific fixture options, or to evaluate a manufacturer's claim that a certain fixture will match the light quality provided by your current fixtures. To evaluate specific fixtures: "}]
[null,null,"1)",{"$f":"Translation!B40","v":"Contact the manufacturer or visit their website to download the electronic IES files for the fixtures you're considering "}]
[null,null,"2)",{"$f":"Translation!B78","v":"Use the Add IES file button in step 3 to add this data to the tool. Be sure to check default values for fixture life, cost, and lumen depreciation in the Fixtures tab and make sure they are appropriate for your fixture "}]
[null,null,"3)",{"$f":"Translation!B45","v":"Follow steps 1-5 to define your road configuration, desired target light levels, and relavant costs "}]
[null,null,"4)",{"$f":"Translation!B80","v":"When choosing the upgrade fixture in Step 3, choose 'Multiple Fixtures' option and select some or all of the generic typical fixtures "}]
[null,null,"5)",{"$f":"Translation!B72","v":"The MGraphs page will show you which fixtures pass and fail your illuminance criteria for the given road geometry, ranked in order of lowest to highest energy consumption. "}]
[]
[]
[]
[null,null,{"$f":"Translation!B57","v":"New Installation and Major Retrofit"}]
[null,null,{"$f":"Translation!B81","v":"While the tool is not designed to find optimal pole spacing, pole height and other variables that can be more easily changed in new construction, the tool does allow you to save a specific design scenario so you can compare it to other scenarios. You can save single scenarios (with a specific upgrade fixture), or run multiple fixtures for each scenario and compare all batches of results. To do this: "}]
[null,null,"1)",{"$f":"Translation!B46","v":"Follow steps 1-5, choosing the appropriate comparison type of single fixture or multiple fixtures in step 3 "}]
[null,null,"2)",{"$f":"Translation!B70","v":"The 'baseline' scenario can be ignored, or you can use the 'No fixture' fixture choice to set energy consumption of the baseline shown in the graphs to zero "}]
[null,null,"3)",{"$f":"Translation!B49","v":"If only analyzing a single fixture, use the \"Save Single Upgrade\" button to save the scenario to the MResults tab. If analyzing multiple fixtures, the fixtures will be saved when you click 'Run Selected Fixtures' "}]
[null,null,"4)",{"$f":"Translation!B75","v":"To compare additional scenarios , after saving the results you may change the inputs for the other steps and save the new results "}]
[null,null,"5)",{"$f":"Translation!B37","v":"All results will be archived to the MResults tab, and show up in MGraphs.  "}]
[null,null,"6)",{"$f":"Translation!B39","v":"By default, all results are resorted by energy consumption when a new scenario is saved. If you wish to view them sorted by another method (fixture name, pole spacing, etc), you can use the sort feature of Excel on rows  4 and below of the MResults tab. Alternately, you can move the data on this tab to another workbook to create your own graphs and analyses.  "}]

{"sheet":"Examples","index":2,"n_rows":195,"n_cols":45,"rows_kept":195,"cut":false,"hidden":true,"merged":[]}
[]
[null,{"$f":"Start!D2","v":"SEAD Street Lighting Tool v1.8.1"}]
[null,{"$f":"Translation!B283","v":"EXAMPLES"}]
[]
[]
[]
[]
[]
[]
[]
[]
[]
[null,null,{"$f":"Translation!B14","v":"Choose an Example:"},null,null,null,null,null,null,null,null,null,null,null,null,null,null,null,{"$f":"TRANSPOSE(D14:F14)","v":"Small Local Road"}]
[null,null,2,{"$f":"Translation!B15","v":"Small Local Road"},{"$f":"Translation!B144","v":"Collector"},{"$f":"Translation!B146","v":"Expressway"},null,null,null,null,null,null,null,null,null,null,null,null,"Collector"]
[null,{"$f":"Translation!B26","v":"Street Type"},{"$f":"OFFSET(C15,0,$C$14)","v":"Collector / Medium"},{"$f":"Translation!B16","v":"Local / Medium"},{"$f":"Translation!B17","v":"Collector / Medium"},{"$f":"Translation!B18","v":"Expressway / High"},null,null,null,null,null,null,null,null,null,null,null,null,"Expressway"]
[null,{"$f":"Translation!B111","v":"Lanes"},{"$f":"OFFSET(C16,0,$C$14)","v":4},2,4,6]
[null,{"$f":"Translation!B260","v":"Lane Width"},3.5,"3.5 meters",3.5,4]
[null,{"$f":"Translation!B263","v":"Pole Spacing"},"45 meters","30 meters","45 meters","45 meters"]
[null,{"$f":"Translation!B130","v":"Luminaire Mounting Height"},"9 meters","9 meters","9 meters","15 meters"]
[null,{"$f":"Translation!B19","v":"Fixture Placement"},{"$f":"OFFSET(C20,0,$C$14)","v":"Staggered, 1 meter over lane edge"},{"$f":"Translation!B20","v":"Single-side, 1 meter over lane edge"},{"$f":"Translation!B21","v":"Staggered, 1 meter over lane edge"},"Median"]
[null,"Pavement Type","R3","R3","R3","R3"]
[]
[]
[null,{"$f":"Translation!B22","v":"Full Inputs:"}]
[null,{"$f":"Translation!B23","v":"Road Geometry"}]
[null,{"$f":"Translation!B113","v":"Number of Lanes"},{"$f":"OFFSET(C26,0,$C$14)","v":4},2,4,6]
[null,{"$f":"Translation!B260","v":"Lane Width"},3.5,3.5,3.5,4]
[null,{"$f":"Translation!B131","v":"Shoulder Width"},3,3,3,3]
[null,{"$f":"Translation!B128","v":"Median Width"},0,0,0,2]
[]
[null,{"$f":"Translation!B261","v":"Light Geometry:"}]
[null,{"$f":"Translation!B115","v":"Pole Placement"},"Staggered","Single-side","Staggered","Median"]
[null,{"$f":"Translation!B130","v":"Luminaire Mounting Height"},9,9,9,15]
[null,{"$f":"Translation!B263","v":"Pole Spacing"},45,30,45,45]
[null,{"$f":"Translation!B297","v":"Pole Setback"},3,3,3,0]
[null,{"$f":"Translation!B126","v":"Arm length"},4,4,4,3]
[]
[null,{"$f":"Translation!B262","v":"Number of Points in Grid"},10,10,10,10]
[]
[null,{"$f":"Translation!B137","v":"Lighting Standards"}]
[null,{"$f":"Translation!B139","v":"Average Illuminance Target (Iavg)"},0.9,7,0.9,14]
[null,{"$f":"Translation!B264","v":"Uniformity Ratio (Iavg/Imin)"},4,6,4,3]
[]
[null,{"$f":"Translation!B161","v":"Luminance Method for IES Standard"}]
[null,{"$f":"Translation!B185","v":"Road Surface Type"},"R3","R3","R3","R3"]
[null,{"$f":"Translation!B140","v":"Average Luminance Target (Lav)"},0.6,0.5,0.6,1]
[null,{"$f":"Translation!B24","v":"Overall Uniformity (U0 - avg/min) "},4,6,4,3]
[]
[null,{"$f":"Translation!B102","v":"Inputs"}]
[null,{"$f":"Translation!B112","v":"Luminaire Dirt Depreciation"},0.88,0.88,0.88,0.88]
[null,{"$f":"Translation!B119","v":"Temperature Effects"},1,1,1,1]
[null,{"$f":"Translation!B114","v":"Operating hours"},4380,{"$f":"12*365","v":4380},{"$f":"12*365","v":4380},{"$f":"12*365","v":4380}]
[]
[null,{"$f":"Translation!B109","v":"Fixture installation (labor)"},100,100,100,100]
[null,{"$f":"Translation!B258","v":"Pole installation cost\n(labor + materials)"},0,0,0,0]
[null,{"$f":"Translation!B104","v":"Bulb Replacement Cost (labor only)"},300,300,300,300]
[]
[null,{"$f":"Translation!B108","v":"Energy Cost ($/kWh)"},0.1,0.1,0.1,0.1]
[null,{"$f":"Translation!B257","v":"Discount Rate"},0.03,0.03,0.03,0.03]
[null,{"$f":"Translation!B103","v":"Analysis Period (years)"},20,20,20,20]
[]
[]
[{"$f":"Translation!B288","v":"Results:"}]
[]
[{"$f":"Translation!B245","v":"Graph Data - Alignment"},"ID",{"$f":"Translation!B110","v":"Fixture Name"},{"$f":"Translation!B100","v":"Type"},{"$f":"Translation!B101","v":"Watts"},{"$f":"Translation!B255","v":"kWh/fixture"},{"$f":"Translation!B247","v":"kWh/kilometer/yr"},{"$f":"Translation!B253","v":"$/fixture"},{"$f":"Translation!B243","v":"$/kilometer/yr"},{"$f":"Translation!B246","v":"Installation $/km"},{"$f":"Translation!B249","v":"NPV Energy Cost $/km"},{"$f":"Translation!B250","v":"NPV Maintenance Cost ($/km)"},{"$f":"Translation!B244","v":"Full NPV costs"},{"$f":"Translation!B251","v":"Target - Avg Illuminance"},{"$f":"Translation!B252","v":"Target - Min Illuminance"},{"$f":"Translation!B237","v":"Average"},{"$f":"Translation!B256","v":"Min"},{"$f":"Translation!B248","v":"Max"},{"$f":"Translation!B240","v":"Uniformity"},{"$f":"Translation!B291","v":"Meets Illuminance?"},{"$f":"Translation!B292","v":"Target - Average Luminance"},{"$f":"Translation!B293","v":"Target - Uniformity (average/minimum)"},{"$f":"Translation!B237","v":"Average"},{"$f":"Translation!B256","v":"Min"},{"$f":"Translation!B248","v":"Max"},{"$f":"Translation!B240","v":"Uniformity"},"Meets Luminance?",{"$f":"Translation!B295","v":"Meets Ill. Criteria"},{"$f":"Translation!B296","v":"Fails Ill. Criteria"},{"$f":"Translation!B295","v":"Meets Ill. Criteria"},{"$f":"Translation!B296","v":"Fails Ill. Criteria"},{"$f":"AD2","v":0},{"$f":"AE2","v":0},{"$f":"Translation!B127","v":"Fixtures/km"},{"$f":"Translation!B113","v":"Number of Lanes"},{"$f":"Translation!B260","v":"Lane Width"},{"$f":"Translation!B131","v":"Shoulder Width"},{"$f":"Translation!B128","v":"Median Width"},{"$f":"Translation!B115","v":"Pole Placement"},{"$f":"Translation!B130","v":"Luminaire Mounting Height"},{"$f":"Translation!B263","v":"Pole Spacing"},{"$f":"Translation!B297","v":"Pole Setback"},{"$f":"Translation!B126","v":"Arm length"},{"$f":"Translation!B262","v":"Number of Points in Grid"}]
[{"$f":"Translation!B25","v":"Example 1 - Local Road"}]
[0.5,"Local - 26","AF - LED 41W Type III",0,41,179.58,5986.0000000000009,17.96,598.6,23333.33,8905.66,35310.120000000003,67549.11,7,0.6137100865884122,3.6822605195304732,1.5779722056293026,6.1751643358865023,2.3335395302872084,0,0.5,6,0.56166052562268765,0.35012763208034625,0.79428067932987734,1.604159381210448,1,0,5986.0000000000009,0,598.60000000000014,5986.0000000000009,0,33.333333333333336,2,3.5,3,0,"Single-side",9,30,3,4,10,{"$error":"#N/A"}]
[1.5,"Local - 27","AG - LED 51W Type III",0,51,223.38,7446,22.34,744.6,23333.33,11077.77,35310.120000000003,69721.22,7,0.63147209833439788,3.7888325900063871,3.5608472838337217,4.1767862003809242,1.0640255781840802,0,0.5,6,0.59727501302351738,0.30879053660705713,1.0517200323290306,1.9342400178006853,1,0,7446,0,744.6,7446,0,33.333333333333336,2,3.5,3,0,"Single-side",9,30,3,4,10,{"$error":"#N/A"}]
[2.5,"Local - 28","AJ - LED 54W Type III",0,54,236.52,7884.0000000000009,23.65,788.4,23333.33,11729.4,35310.120000000003,70372.850000000006,7,0.53737177402324898,3.2242306441394937,3.0630764759654943,3.5765481316833645,1.0526118656972816,0,0.5,6,0.56915288638689454,0.32082188236901932,0.9541630729352456,1.7740463405555271,1,0,7884.0000000000009,0,788.40000000000009,7884.0000000000009,0,33.333333333333336,2,3.5,3,0,"Single-side",9,30,3,4,10,{"$error":"#N/A"}]
[3.5,"Local - 1","A - HPS 70W Type II",0,70,306.60000000000002,10220.000000000002,30.66,1022,13333.33,15204.78,31977.95,60516.06,7,1.0609320262473629,6.3655921574841781,3.3243844715789916,10.047840935288587,1.9148182804682323,0,0.5,6,0.71801512406941859,0.4823086358348645,1.0788975985070941,1.48870468144646,1,0,10220.000000000002,0,1022.0000000000002,10220.000000000002,0,33.333333333333336,2,3.5,3,0,"Single-side",9,30,3,4,10,{"$error":"#N/A"}]
[4.5,"Local - 29","AH - LED 73W Type III",0,73,319.73999999999995,10658,31.97,1065.8,23333.33,15856.41,35310.120000000003,74499.86,7,1.1733034399317579,7.0398206395905474,3.7587519123019786,10.482864804269584,1.8729144151679695,1,0.5,6,0.48123272681699031,0.25176125103060976,0.85861861794454708,1.9114646310622314,0,10658,0,1065.8,0,0,10658,33.333333333333336,2,3.5,3,0,"Single-side",9,30,3,4,10,{"$error":"#N/A"}]
[5.5,"Local - 30","AK - LED 77W Type III",0,77,337.26,11242,33.729999999999997,1124.2,23333.33,16725.259999999998,35310.120000000003,75368.710000000006,7,0.77405435492192876,4.6443261295315725,4.3662122495967228,5.1187827880933821,1.0636968301210132,0,0.5,6,0.73215675885800258,0.37876694622926244,1.2890412501982231,1.9330006647803901,1,0,11242,0,1124.2,11242,0,33.333333333333336,2,3.5,3,0,"Single-side",9,30,3,4,10,{"$error":"#N/A"}]
[6.5,"Local - 14","N - MH 70W MH",0,84,367.92,12264.000000000002,36.79,1226.4000000000001,13333.33,18245.740000000002,43225.31,74804.38,7,1.0799510888564572,6.4797065331387431,4.220836266561248,9.2837992832947496,1.5351712608406429,0,0.5,6,0.69518913087728218,0.30333724379419813,1.2973969769998488,2.2918027545240687,1,0,12264.000000000002,0,1226.4000000000003,12264.000000000002,0,33.333333333333336,2,3.5,3,0,"Single-side",9,30,3,4,10,{"$error":"#N/A"}]
[7.5,"Local - 15","O - MH 90W Type II Short",0,98,429.24,14308.000000000002,42.92,1430.8,13333.33,21286.69,43225.31,77845.33,7,2.054065189017745,12.32439113410647,5.6036928543097915,20.501379949168822,2.1993338062109884,1,0.5,6,0.59309150185655146,0.32050349911329673,1.0191357231328055,1.8504993034316171,1,14308.000000000002,0,1430.8000000000002,0,14308.000000000002,0,33.333333333333336,2,3.5,3,0,"Single-side",9,30,3,4,10,{"$error":"#N/A"}]
[8.5,"Local - 31","AI - LED 101W Type III",0,101,442.38000000000005,14746.000000000004,44.24,1474.6,23333.33,21938.32,35310.120000000003,80581.77,7,1.2688578250921374,7.6131469505528244,4.0645253519250533,11.337634453478209,1.8730715868083003,1,0.5,6,0.52064202132295978,0.27228005821384776,0.9293366719719981,1.9121562729873132,1,14746.000000000004,0,1474.6000000000004,0,14746.000000000004,0,33.333333333333336,2,3.5,3,0,"Single-side",9,30,3,4,10,{"$error":"#N/A"}]
[9.5,"Local - 2","B - HPS 100W Type II Short",0,115,503.70000000000005,16790.000000000004,50.37,1679,13333.33,24979.279999999999,31977.95,70290.559999999998,7,1.4947106308796334,8.9682637852778004,3.8845779076280471,15.480756960082568,2.3086842376534777,1,0.5,6,0.75601564321867876,0.56425543898811203,1.068406956003715,1.3398464436150641,1,16790.000000000004,0,1679.0000000000005,0,16790.000000000004,0,33.333333333333336,2,3.5,3,0,"Single-side",9,30,3,4,10,{"$error":"#N/A"}]
[10.5,"Local - 32","AL - LED 124W Type III",0,124,543.12,18104,54.31,1810.4,23333.33,26934.18,35310.120000000003,85577.63,7,1.8284388539772642,10.970633123863585,5.8929321192743398,15.973695885722311,1.8616595103787683,1,0.5,6,0.72849767607741467,0.38385912548634271,1.2837610138484081,1.8978256024379283,1,18104,0,1810.4,0,18104,0,33.333333333333336,2,3.5,3,0,"Single-side",9,30,3,4,10,{"$error":"#N/A"}]
[11.5,"Local - 3","C - HPS 100W Type III Med",0,130,569.4,18980,56.94,1898,13333.33,28237.45,31977.95,73548.73,7,1.0825531973964546,6.4953191843787277,3.6749618677608664,10.21805932038348,1.7674521309621885,0,0.5,6,0.70211200052797995,0.26384770861833129,1.5750503042738933,2.6610502103833675,1,0,18980,0,1898,18980,0,33.333333333333336,2,3.5,3,0,"Single-side",9,30,3,4,10,{"$error":"#N/A"}]
[12.5,"Local - 5","E - HPS 150W Type IV",0,150,657,21900,65.7,2190,13333.33,32581.67,31977.95,77892.95,7,1.8271508551441764,10.962905130865058,7.0645526969912273,20.48824727960336,1.5518187210259085,1,0.5,6,0.70332937035262511,0.36750899213015209,1.0876585221641095,1.9137745889590188,1,21900,0,2190,0,21900,0,33.333333333333336,2,3.5,3,0,"Single-side",9,30,3,4,10,{"$error":"#N/A"}]
[13.5,"Local - 16","P - MH 140W Type II Short",0,154,674.52,22484,67.45,2248.4,13333.33,33450.51,43225.31,90009.16,7,3.2535873202299048,19.52152392137943,6.7297388256256152,33.031040210764537,2.9007847744469717,1,0.5,6,2.277443910671606,1.6699935469632698,3.2932687395968223,1.3637441383009707,1,22484,0,2248.4,0,22484,0,33.333333333333336,2,3.5,3,0,"Single-side",9,30,3,4,10,{"$error":"#N/A"}]
[14.5,"Local - 17","Q - MH 150W MH",0,168,735.84,24528.000000000004,73.58,2452.8000000000002,13333.33,36491.47,43225.31,93050.11,7,2.6408657720649802,15.84519463238988,11.43659886369044,19.959635781242426,1.3854813674278721,1,0.5,6,0.68604174350003555,0.12861940204702096,1.9360920555587207,5.3338900086724932,1,24528.000000000004,0,2452.8000000000006,0,24528.000000000004,0,33.333333333333336,2,3.5,3,0,"Single-side",9,30,3,4,10,{"$error":"#N/A"}]
[15.5,"Local - 22","V - MH 175W Type IV",0,175,766.5,25550,76.650000000000006,2555,13333.33,38011.949999999997,43225.31,94570.59,7,1.6148232688328401,9.6889396129970411,6.3578935821663762,16.445761030994817,1.5239228980135981,1,0.5,6,0.64884784981563937,0.31570457540482522,1.0130192551403228,2.0552373971255484,1,25550,0,2555,0,25550,0,33.333333333333336,2,3.5,3,0,"Single-side",9,30,3,4,10,{"$error":"#N/A"}]
[16.5,"Local - 6","F - HPS 150W Type IV",0,183,801.54,26718,80.150000000000006,2671.8,13333.33,39749.64,31977.95,85060.92,7,0.96163799657464211,5.7698279794478529,2.4012895363058218,11.044038879204937,2.4028039485501771,0,0.5,6,0.72592797772243878,0.26141478495206916,1.6418929368962396,2.7769201265932182,1,0,26718,0,2671.8,26718,0,33.333333333333336,2,3.5,3,0,"Single-side",9,30,3,4,10,{"$error":"#N/A"}]
[17.5,"Local - 18","R - MH 150W Type IV",0,185,810.3,27010,81.03,2701,13333.33,40184.06,43225.31,96742.7,7,1.6148232688328401,9.6889396129970411,6.3578935821663762,16.445761030994817,1.5239228980135981,1,0.5,6,0.64884784981563937,0.31570457540482522,1.0130192551403228,2.0552373971255484,1,27010,0,2701,0,27010,0,33.333333333333336,2,3.5,3,0,"Single-side",9,30,3,4,10,{"$error":"#N/A"}]
[18.5,"Local - 19","S - MH 150W Type IV",0,185,810.3,27010,81.03,2701,13333.33,40184.06,43225.31,96742.7,7,1.6148232688328401,9.6889396129970411,6.3578935821663762,16.445761030994817,1.5239228980135981,1,0.5,6,0.64884784981563937,0.31570457540482522,1.0130192551403228,2.0552373971255484,1,27010,0,2701,0,27010,0,33.333333333333336,2,3.5,3,0,"Single-side",9,30,3,4,10,{"$error":"#N/A"}]
[19.5,"Local - 7","G - HPS 150W Type IV Long",0,188,823.44,27448.000000000004,82.34,2744.8,13333.33,40835.69,31977.95,86146.97,7,1.0904431047187841,6.5426586283127053,0.43420523264301908,14.744662181751993,15.068124786261473,0,0.5,6,0.16861174936492182,0.10079901013775977,0.2720196012315822,1.6727520353075283,0,0,27448.000000000004,0,2744.8000000000006,0,27448.000000000004,33.333333333333336,2,3.5,3,0,"Single-side",9,30,3,4,10,{"$error":"#N/A"}]
[20.5,"Local - 4","D - HPS 150W Type II",0,189,827.82,27594.000000000004,82.78,2759.4,13333.33,41052.9,31977.95,86364.18,7,1.9495894322550651,11.697536593530391,8.1603658995518114,18.995316881256279,1.433457364230794,1,0.5,6,2.3978957577833118,0.96138940092293979,4.9727568557093109,2.4941982462895025,1,27594.000000000004,0,2759.4000000000005,0,27594.000000000004,0,33.333333333333336,2,3.5,3,0,"Single-side",9,30,3,4,10,{"$error":"#N/A"}]
[21.5,"Local - 33","AA - LED 191W Type II",0,191,836.58,27886.000000000004,83.66,2788.6,23333.33,41487.33,35310.120000000003,100130.78,7,2.6212505724898514,15.727503434939109,6.4108440671563951,23.267133840001048,2.453265634008039,1,0.5,6,2.3360536754688299,1.292375316233507,3.5292874078401399,1.8075659958262082,1,27886.000000000004,0,2788.6000000000004,0,27886.000000000004,0,33.333333333333336,2,3.5,3,0,"Single-side",9,30,3,4,10,{"$error":"#N/A"}]
[22.5,"Local - 34","AB - LED 196W Type II",0,196,858.48,28616.000000000004,85.85,2861.6,23333.33,42573.38,35310.120000000003,101216.83,7,2.7585953523824638,16.551572114294782,6.4731196335767862,27.267976526123515,2.5569699080548349,1,0.5,6,2.7203139468413675,1.2661073522189357,4.9209524583322217,2.1485650028600181,1,28616.000000000004,0,2861.6000000000004,0,28616.000000000004,0,33.333333333333336,2,3.5,3,0,"Single-side",9,30,3,4,10,{"$error":"#N/A"}]
[23.5,"Local - 21","U - MH 175W Type II Short",0,214,937.31999999999994,31244,93.73,3124.4,13333.33,46483.18,43225.31,103041.83,7,1.6556749657035477,9.934049794221286,6.1146269114963046,16.687262744001544,1.6246371099999515,1,0.5,6,0.57152438315888543,0.27540138863743896,0.84640446471554787,2.0752414720438725,1,31244,0,3124.4,0,31244,0,33.333333333333336,2,3.5,3,0,"Single-side",9,30,3,4,10,{"$error":"#N/A"}]
[24.5,"Local - 35","AC - LED 216W Type II",0,216,946.08,31536.000000000004,94.61,3153.6,23333.33,46917.599999999999,35310.120000000003,105561.05,7,2.9174983013586377,17.504989808151826,7.5413037568033383,26.4739712790245,2.3212153193484366,1,0.5,6,2.4993172369318328,1.2916334016287534,3.7687328168624958,1.9350051135099067,1,31536.000000000004,0,3153.6000000000004,0,31536.000000000004,0,33.333333333333336,2,3.5,3,0,"Single-side",9,30,3,4,10,{"$error":"#N/A"}]
[25.5,"Local - 36","AD - LED 217W Type II",0,217,950.46,31682.000000000004,95.05,3168.2,23333.33,47134.82,35310.120000000003,105778.27,7,3.2121977653431344,19.273186592058806,8.3331716768997701,28.620273033910234,2.3128272570557558,1,0.5,6,2.8877978408525431,1.4758090666274795,4.4617658081165157,1.9567557254894374,1,31682.000000000004,0,3168.2000000000007,0,31682.000000000004,0,33.333333333333336,2,3.5,3,0,"Single-side",9,30,3,4,10,{"$error":"#N/A"}]
[26.5,"Local - 37","AE - LED 238W Type III",0,238,1042.44,34748.000000000007,104.24,3474.8,23333.33,51696.25,35310.120000000003,110339.7,7,2.6370118671905178,15.822071203143107,6.6059528719600769,26.808580935809648,2.3951232335159669,1,0.5,6,2.9440975271675489,1.3991971365385338,5.0769124521696529,2.1041334707494728,1,34748.000000000007,0,3474.8000000000011,0,34748.000000000007,0,33.333333333333336,2,3.5,3,0,"Single-side",9,30,3,4,10,{"$error":"#N/A"}]
[27.5,"Local - 10","J - HPS 250W Type III",0,250,1095,36500,109.5,3650,13333.33,54302.78,31977.95,99614.06,7,4.3377742317903367,26.026645390742022,12.73858959969958,40.674130497915392,2.0431339896024143,1,0.5,6,2.7628984210950476,1.7677015658727022,4.2702077688959736,1.5629891800944484,1,36500,0,3650,0,36500,0,33.333333333333336,2,3.5,3,0,"Single-side",9,30,3,4,10,{"$error":"#N/A"}]
[28.5,"Local - 20","T - MH 150W Type IV Very Short",0,282,1235.1599999999999,41172,123.52,4117.2,13333.33,61253.54,43225.31,117812.18,7,1.9480570585274242,11.688342351164545,3.5868423056328558,26.003505333409446,3.2586719334744423,1,0.5,6,0.65186716101185582,0.34731047525923842,1.0570341509811365,1.8769003742985038,1,41172,0,4117.2,0,41172,0,33.333333333333336,2,3.5,3,0,"Single-side",9,30,3,4,10,{"$error":"#N/A"}]
[29.5,"Local - 9","I - HPS 150W Type IV Very Short",0,289,1265.82,42194,126.58,4219.3999999999996,13333.33,62774.02,31977.95,108085.3,7,2.6117040455408405,15.670224273245044,3.9605304247507966,39.196875800041688,3.9565973727448491,1,0.5,6,0.70848073393705602,0.38937971292521079,1.1030254761321145,1.8195111620341038,1,42194,0,4219.4000000000005,0,42194,0,33.333333333333336,2,3.5,3,0,"Single-side",9,30,3,4,10,{"$error":"#N/A"}]
[30.5,"Local - 11","K - HPS 250W Type III",0,297,1300.8599999999999,43362,130.09,4336.2,13333.33,64511.71,31977.95,109822.99,7,4.3122401807612691,25.873441084567617,13.293594498306708,55.07700747066319,1.9463088849192207,1,0.5,6,2.5552311787714417,1.3611749830426374,4.077076146438789,1.8772246115335796,1,43362,0,4336.2,0,43362,0,33.333333333333336,2,3.5,3,0,"Single-side",9,30,3,4,10,{"$error":"#N/A"}]
[31.5,"Local - 8","H - HPS 150W Type IV Very Short",0,310,1357.8,45260,135.78,4526,13333.33,67335.45,31977.95,112646.73,7,2.6696251731237037,16.017751038742222,5.9024081996162776,27.202578221846128,2.7137653813546061,1,0.5,6,0.45544592897198155,0.31289823223057556,0.64630866300125533,1.4555720744256624,0,45260,0,4526,0,0,45260,33.333333333333336,2,3.5,3,0,"Single-side",9,30,3,4,10,{"$error":"#N/A"}]
[32.5,"Local - 12","L - HPS 400W Type III",0,400,1752,58400.000000000007,175.2,5840,13333.33,86884.45,31977.95,132195.73000000001,7,5.407088365068863,32.44253019041318,19.231736646127594,49.869341920477417,1.6869267080435841,1,0.5,6,2.6863378737432191,0.94604235012883064,6.4078500092096764,2.8395535077022691,1,58400.000000000007,0,5840.0000000000009,0,58400.000000000007,0,33.333333333333336,2,3.5,3,0,"Single-side",9,30,3,4,10,{"$error":"#N/A"}]
[33.5,"Local - 23","W - MH 400W Type II",0,400,1752,58400.000000000007,175.2,5840,13333.33,86884.45,43225.31,143443.1,7,4.2378320762470958,25.426992457482577,16.719958173012422,32.46473500746216,1.5207569417562374,1,0.5,6,2.4007138968464905,1.0224729269038462,6.0445700867424312,2.3479486191542507,1,58400.000000000007,0,5840.0000000000009,0,58400.000000000007,0,33.333333333333336,2,3.5,3,0,"Single-side",9,30,3,4,10,{"$error":"#N/A"}]
[34.5,"Local - 24","X - MH 400W Type II Med",0,442,1935.96,64532.000000000007,193.6,6453.2,13333.33,96007.32,43225.31,152565.96,7,4.7394946393584307,28.436967836150586,14.559955007765003,42.636777008336928,1.9530944855931767,1,0.5,6,2.4410341246583416,1.3320006743886617,4.1829179546632469,1.8326072738504315,1,64532.000000000007,0,6453.2000000000007,0,64532.000000000007,0,33.333333333333336,2,3.5,3,0,"Single-side",9,30,3,4,10,{"$error":"#N/A"}]
[35.5,"Local - 25","Y - MH 400W Type IV Very Short",0,462,2023.5600000000002,67452.000000000015,202.36,6745.2,13333.33,100351.54,43225.31,156910.19,7,2.7702511477571039,16.621506886542623,7.3137219810423666,25.511028860302726,2.2726468041342871,1,0.5,6,0.62446545570702972,0.40489802450659867,1.012755705878345,1.5422783464256016,1,67452.000000000015,0,6745.2000000000016,0,67452.000000000015,0,33.333333333333336,2,3.5,3,0,"Single-side",9,30,3,4,10,{"$error":"#N/A"}]
[36.5,"Local - 13","M - HPS 400W Type III Med",0,465,2036.7,67890,203.67,6789,13333.33,101003.18,31977.95,146314.46,7,6.1771657155822517,37.06299429349351,20.748517781186194,64.676960006128013,1.7862959987966243,1,0.5,6,3.0651603495052488,1.7644369871097805,4.9159770575242421,1.7371889004243253,1,67890,0,6789,0,67890,0,33.333333333333336,2,3.5,3,0,"Single-side",9,30,3,4,10,{"$error":"#N/A"}]
[]
[]
[]
[]
[]
[]
[]
[]
["Example 2 - Collector"]
[0.5,"Collector - 26","AF - LED 41W Type III",0,41,179.58,3990.666666666667,17.96,399.07,15555.56,5937.1,23540.080000000002,45032.74,0.9,1.1011918750075442,4.4047675000301769,2.2660250542159819,6.6038920851739631,1.9438300083377387,1,0.6,4,0.71042895418459806,0.55007087984664982,0.95091543585527349,1.2915225659330545,1,3990.666666666667,0,399.06666666666672,0,3990.666666666667,0,22.222222222222221,4,3.5,3,0,"Staggered",9,45,3,4,10,{"$error":"#N/A"}]
[1.5,"Collector - 27","AG - LED 51W Type III",0,51,223.38,4964,22.34,496.4,15555.56,7385.18,23540.080000000002,46480.81,0.9,1.1416883395616315,4.5667533582465261,3.6534951365099699,5.279224109406436,1.2499683693595807,1,0.6,4,0.7614565096488507,0.45976607045387291,1.2184535568888744,1.6561824775307024,1,4964,0,496.40000000000003,0,4964,0,22.222222222222221,4,3.5,3,0,"Staggered",9,45,3,4,10,{"$error":"#N/A"}]
[2.5,"Collector - 28","AJ - LED 54W Type III",0,54,236.52,5256,23.65,525.6,15555.56,7819.6,23540.080000000002,46915.23,0.9,0.97095543827834663,3.8838217531133865,3.0623277202927137,4.5395721340122428,1.2682580402407584,1,0.6,4,0.76204836923315111,0.49467272388342381,1.1187814264377853,1.5405101846948366,1,5256,0,525.6,0,5256,0,22.222222222222221,4,3.5,3,0,"Staggered",9,45,3,4,10,{"$error":"#N/A"}]
[3.5,"Collector - 1","A - HPS 70W Type II",0,70,306.60000000000002,6813.3333333333339,30.66,681.33,8888.89,10136.52,21318.63,40344.04,0.9,1.6685032194139207,6.6740128776556826,2.9422388592222464,11.11597510365041,2.268345024652382,1,0.6,4,1.1060141851483198,0.71256897567741251,1.5725653564615993,1.5521503502125864,1,6813.3333333333339,0,681.33333333333348,0,6813.3333333333339,0,22.222222222222221,4,3.5,3,0,"Staggered",9,45,3,4,10,{"$error":"#N/A"}]
[4.5,"Collector - 29","AH - LED 73W Type III",0,73,319.73999999999995,7105.3333333333321,31.97,710.53,15555.56,10570.94,23540.080000000002,49666.58,0.9,2.1596934979551992,8.6387739918207966,5.0591040419840416,12.566368372047082,1.7075699412643246,1,0.6,4,0.78745191521817237,0.51203716693469092,1.1833092405359564,1.5378803846061626,1,7105.3333333333321,0,710.5333333333333,0,7105.3333333333321,0,22.222222222222221,4,3.5,3,0,"Staggered",9,45,3,4,10,{"$error":"#N/A"}]
[5.5,"Collector - 30","AK - LED 77W Type III",0,77,337.26,7494.6666666666661,33.729999999999997,749.47,15555.56,11150.17,23540.080000000002,50245.8,0.9,1.3995321137519325,5.5981284550077302,4.4787834781199578,6.4724117438026791,1.2499216544751646,1,0.6,4,0.93299733107914251,0.56374580679224218,1.492962157211235,1.6549964892652071,1,7494.6666666666661,0,749.4666666666667,0,7494.6666666666661,0,22.222222222222221,4,3.5,3,0,"Staggered",9,45,3,4,10,{"$error":"#N/A"}]
[6.5,"Collector - 14","N - MH 70W MH",0,84,367.92,8176,36.79,817.6,8888.89,12163.82,28816.87,49869.59,0.9,1.3909367599109965,5.5637470396439861,3.3126897686986316,9.115578542569418,1.6795255300437226,1,0.6,4,0.59448730706100028,0.23616433784111251,1.3570522296518017,2.5172611262796232,0,8176,0,817.6,0,0,8176,22.222222222222221,4,3.5,3,0,"Staggered",9,45,3,4,10,{"$error":"#N/A"}]
[7.5,"Collector - 15","O - MH 90W Type II Short",0,98,429.24,9538.6666666666661,42.92,953.87,8888.89,14191.13,28816.87,51896.89,0.9,2.8179539112572387,11.271815645028955,2.8147941454802101,23.181252419232191,4.0044902264445907,0,0.6,4,0.67771039584723136,0.38901909665322509,1.0034977606222297,1.7421005849780895,1,0,9538.6666666666661,0,953.86666666666667,9538.6666666666661,0,22.222222222222221,4,3.5,3,0,"Staggered",9,45,3,4,10,{"$error":"#N/A"}]
[8.5,"Collector - 31","AI - LED 101W Type III",0,101,442.38000000000005,9830.6666666666679,44.24,983.07,15555.56,14625.55,23540.080000000002,53721.18,0.9,2.3354534973509415,9.3418139894037662,5.4712077079207582,13.587821714156066,1.7074500710107325,1,0.6,4,0.85172733410493495,0.55414226849636439,1.2810840040502911,1.5370192503380979,1,9830.6666666666679,0,983.06666666666683,0,9830.6666666666679,0,22.222222222222221,4,3.5,3,0,"Staggered",9,45,3,4,10,{"$error":"#N/A"}]
[9.5,"Collector - 2","B - HPS 100W Type II Short",0,115,503.70000000000005,11193.333333333334,50.37,1119.33,8888.89,16652.849999999999,21318.63,46860.37,0.9,2.2018732696888801,8.8074930787555203,2.8817266237572734,15.915500898345529,3.056324984523366,1,0.6,4,0.88842131806916635,0.61200798340574369,1.1624088999143465,1.4516498839201719,1,11193.333333333334,0,1119.3333333333335,0,11193.333333333334,0,22.222222222222221,4,3.5,3,0,"Staggered",9,45,3,4,10,{"$error":"#N/A"}]
[10.5,"Collector - 32","AL - LED 124W Type III",0,124,543.12,12069.333333333332,54.31,1206.93,15555.56,17956.12,23540.080000000002,57051.75,0.9,3.3677367584848654,13.470947033939462,7.8486585802680624,19.369502821766549,1.7163374984619826,1,0.6,4,1.1095957322029404,0.75287220052956072,1.5874440571617539,1.4738168462356094,1,12069.333333333332,0,1206.9333333333332,0,12069.333333333332,0,22.222222222222221,4,3.5,3,0,"Staggered",9,45,3,4,10,{"$error":"#N/A"}]
[11.5,"Collector - 3","C - HPS 100W Type III Med",0,130,569.4,12653.333333333332,56.94,1265.33,8888.89,18824.96,21318.63,49032.49,0.9,2.0416232964755268,8.166493185902107,4.2663524258794023,13.651252233399156,1.9141628188906095,1,0.6,4,0.94821831706376547,0.54050531695064385,1.6608211087377613,1.7543182043301746,1,12653.333333333332,0,1265.3333333333333,0,12653.333333333332,0,22.222222222222221,4,3.5,3,0,"Staggered",9,45,3,4,10,{"$error":"#N/A"}]
[12.5,"Collector - 5","E - HPS 150W Type IV",0,150,657,14600,65.7,1460,8888.89,21721.11,21318.63,51928.63,0.9,2.9894696748337983,11.957878699335193,5.68394260831443,20.520846013237556,2.1038000422177547,1,0.6,4,0.80066890775365773,0.51723581993198142,1.1924023985519954,1.5479765261790046,1,14600,0,1460,0,14600,0,22.222222222222221,4,3.5,3,0,"Staggered",9,45,3,4,10,{"$error":"#N/A"}]
[13.5,"Collector - 16","P - MH 140W Type II Short",0,154,674.52,14989.333333333332,67.45,1498.93,8888.89,22300.34,28816.87,60006.11,0.9,4.6601906810750018,18.640762724300007,5.7724644236020684,38.681708704822817,3.2292555408540755,1,0.6,4,2.8018125020315083,1.7210619283308806,3.6316344698351726,1.6279556568593443,1,14989.333333333332,0,1498.9333333333334,0,14989.333333333332,0,22.222222222222221,4,3.5,3,0,"Staggered",9,45,3,4,10,{"$error":"#N/A"}]
[14.5,"Collector - 17","Q - MH 150W MH",0,168,735.84,16352,73.58,1635.2,8888.89,24327.65,28816.87,62033.41,0.9,3.4048450247327771,13.619380098931108,5.8391983984342364,20.078745384609388,2.3324057806604248,1,0.6,4,0.56295004501808454,0.19103377874176145,1.8000617791588527,2.9468612761886352,0,16352,0,1635.2,0,0,16352,22.222222222222221,4,3.5,3,0,"Staggered",9,45,3,4,10,{"$error":"#N/A"}]
[15.5,"Collector - 22","V - MH 175W Type IV",0,175,766.5,17033.333333333332,76.650000000000006,1703.33,8888.89,25341.3,28816.87,63047.06,0.9,2.6946379671033043,10.778551868413217,5.9371413726478615,17.176613398289433,1.8154447051016021,1,0.6,4,0.77389900356016839,0.47720329926101418,1.1574735420049718,1.6217385855433317,1,17033.333333333332,0,1703.3333333333333,0,17033.333333333332,0,22.222222222222221,4,3.5,3,0,"Staggered",9,45,3,4,10,{"$error":"#N/A"}]
[16.5,"Collector - 6","F - HPS 150W Type IV",0,183,801.54,17812,80.150000000000006,1781.2,8888.89,26499.759999999998,21318.63,56707.28,0.9,1.5100649524841505,6.0402598099366021,3.1054205217166837,11.080194792358679,1.9450698440665719,1,0.6,4,1.4124534938999875,0.64671251961597065,2.9222307558604657,2.1840515701454604,1,17812,0,1781.2,0,17812,0,22.222222222222221,4,3.5,3,0,"Staggered",9,45,3,4,10,{"$error":"#N/A"}]
[17.5,"Collector - 18","R - MH 150W Type IV",0,185,810.3,18006.666666666664,81.03,1800.67,8888.89,26789.37,28816.87,64495.14,0.9,2.6946379671033043,10.778551868413217,5.9371413726478615,17.176613398289433,1.8154447051016021,1,0.6,4,0.77389900356016839,0.47720329926101418,1.1574735420049718,1.6217385855433317,1,18006.666666666664,0,1800.6666666666665,0,18006.666666666664,0,22.222222222222221,4,3.5,3,0,"Staggered",9,45,3,4,10,{"$error":"#N/A"}]
[18.5,"Collector - 19","S - MH 150W Type IV",0,185,810.3,18006.666666666664,81.03,1800.67,8888.89,26789.37,28816.87,64495.14,0.9,2.6946379671033043,10.778551868413217,5.9371413726478615,17.176613398289433,1.8154447051016021,1,0.6,4,0.77389900356016839,0.47720329926101418,1.1574735420049718,1.6217385855433317,1,18006.666666666664,0,1800.6666666666665,0,18006.666666666664,0,22.222222222222221,4,3.5,3,0,"Staggered",9,45,3,4,10,{"$error":"#N/A"}]
[19.5,"Collector - 7","G - HPS 150W Type IV Long",0,188,823.44,18298.666666666668,82.34,1829.87,8888.89,27223.8,21318.63,57431.32,0.9,2.6031825278740621,10.412730111496248,5.9996499633716951,22.684319658156291,1.7355562699602032,1,0.6,4,0.6848045769058112,0.31344174671618413,1.6506845911771824,2.184790584152434,1,18298.666666666668,0,1829.8666666666668,0,18298.666666666668,0,22.222222222222221,4,3.5,3,0,"Staggered",9,45,3,4,10,{"$error":"#N/A"}]
[20.5,"Collector - 4","D - HPS 150W Type II",0,189,827.82,18396,82.78,1839.6,8888.89,27368.6,21318.63,57576.12,0.9,3.0517837777489283,12.207135110995713,7.5126726123771315,19.711279465639461,1.6248724975562561,1,0.6,4,2.2271963983919885,0.96404639557072502,5.4989550817774724,2.3102585193251679,1,18396,0,1839.6000000000001,0,18396,0,22.222222222222221,4,3.5,3,0,"Staggered",9,45,3,4,10,{"$error":"#N/A"}]
[21.5,"Collector - 33","AA - LED 191W Type II",0,191,836.58,18590.666666666668,83.66,1859.07,15555.56,27658.22,23540.080000000002,66753.850000000006,0.9,4.4421421323600709,17.768568529440284,7.4027835561456463,27.616723348177569,2.4002550384833508,1,0.6,4,3.1521476360145111,2.4002534478136299,4.0124076012094667,1.3132561642128981,1,18590.666666666668,0,1859.0666666666668,0,18590.666666666668,0,22.222222222222221,4,3.5,3,0,"Staggered",9,45,3,4,10,{"$error":"#N/A"}]
[22.5,"Collector - 34","AB - LED 196W Type II",0,196,858.48,19077.333333333332,85.85,1907.73,15555.56,28382.25,23540.080000000002,67477.89,0.9,4.712037345893572,18.848149383574288,7.7695559946132633,29.844600218955748,2.425897875842836,1,0.6,4,5.1284631102766349,3.2029422841669564,8.3080929587593459,1.6011725018050025,1,19077.333333333332,0,1907.7333333333333,0,19077.333333333332,0,22.222222222222221,4,3.5,3,0,"Staggered",9,45,3,4,10,{"$error":"#N/A"}]
[23.5,"Collector - 21","U - MH 175W Type II Short",0,214,937.31999999999994,20829.333333333332,93.73,2082.9299999999998,8888.89,30988.79,28816.87,68694.55,0.9,2.3537370861299598,9.4149483445198392,3.6797702603883615,16.753738937905673,2.5585696057900607,1,0.6,4,0.67060038058127103,0.47720966429962702,0.87960385646254136,1.4052531429041202,1,20829.333333333332,0,2082.9333333333334,0,20829.333333333332,0,22.222222222222221,4,3.5,3,0,"Staggered",9,45,3,4,10,{"$error":"#N/A"}]
[24.5,"Collector - 35","AC - LED 216W Type II",0,216,946.08,21024,94.61,2102.4,15555.56,31278.400000000001,23540.080000000002,70374.039999999994,0.9,4.8464540070394317,19.385816028157727,8.1298239659323244,29.435583822032715,2.3845308470876061,1,0.6,4,3.6200625957791068,2.7014242311590184,4.7090224661856084,1.3400570536179561,1,21024,0,2102.4,0,21024,0,22.222222222222221,4,3.5,3,0,"Staggered",9,45,3,4,10,{"$error":"#N/A"}]
[25.5,"Collector - 36","AD - LED 217W Type II",0,217,950.46,21121.333333333332,95.05,2112.13,15555.56,31423.21,23540.080000000002,70518.84,0.9,5.3324932341883642,21.329972936753457,9.003413020388102,31.702673481846723,2.3690985727803482,1,0.6,4,4.1560967316321964,3.0531856792948329,5.4757823115836093,1.3612328787655303,1,21121.333333333332,0,2112.1333333333332,0,21121.333333333332,0,22.222222222222221,4,3.5,3,0,"Staggered",9,45,3,4,10,{"$error":"#N/A"}]
[26.5,"Collector - 37","AE - LED 238W Type III",0,238,1042.44,23165.333333333332,104.24,2316.5300000000002,15555.56,34464.17,23540.080000000002,73559.8,0.9,5.0229880576373214,20.091952230549285,11.301584121657326,30.732112043522587,1.7777996442150883,1,0.6,4,5.2752288576753585,3.5599857809483497,7.7708690927693027,1.4818117774251567,1,23165.333333333332,0,2316.5333333333333,0,23165.333333333332,0,22.222222222222221,4,3.5,3,0,"Staggered",9,45,3,4,10,{"$error":"#N/A"}]
[27.5,"Collector - 10","J - HPS 250W Type III",0,250,1095,24333.333333333332,109.5,2433.33,8888.89,36201.86,21318.63,66409.38,0.9,6.8177418209502374,27.27096728380095,12.172565067624925,44.007452708005985,2.2403632375178573,1,0.6,4,4.3325014888487914,2.9799315163594375,6.3849539356863119,1.4538929720578879,1,24333.333333333332,0,2433.3333333333335,0,24333.333333333332,0,22.222222222222221,4,3.5,3,0,"Staggered",9,45,3,4,10,{"$error":"#N/A"}]
[28.5,"Collector - 20","T - MH 150W Type IV Very Short",0,282,1235.1599999999999,27447.999999999996,123.52,2744.8,8888.89,40835.69,28816.87,78541.460000000006,0.9,4.0504247801056872,16.201699120422749,6.9617377336670101,28.86032645526679,2.3272492788792118,1,0.6,4,1.035976836145013,0.68107561638635328,1.4240142964230191,1.5210893052399854,1,27447.999999999996,0,2744.7999999999997,0,27447.999999999996,0,22.222222222222221,4,3.5,3,0,"Staggered",9,45,3,4,10,{"$error":"#N/A"}]
[29.5,"Collector - 9","I - HPS 150W Type IV Very Short",0,289,1265.82,28129.333333333332,126.58,2812.93,8888.89,41849.35,21318.63,72056.87,0.9,5.1261734033698918,20.504693613479567,7.2482438077282385,36.787632767935968,2.8289188605406745,1,0.6,4,0.96823520885092207,0.64245751506455739,1.4775617075157514,1.5070805246221284,1,28129.333333333332,0,2812.9333333333334,0,28129.333333333332,0,22.222222222222221,4,3.5,3,0,"Staggered",9,45,3,4,10,{"$error":"#N/A"}]
[30.5,"Collector - 11","K - HPS 250W Type III",0,297,1300.8599999999999,28907.999999999996,130.09,2890.8,8888.89,43007.8,21318.63,73215.320000000007,0.9,6.0796841246359445,24.318736498543778,10.266305989418006,56.134579072519436,2.3687913182804325,1,0.6,4,2.8188112249280919,1.9237758064714081,3.984741313851035,1.4652493369788024,1,28907.999999999996,0,2890.7999999999997,0,28907.999999999996,0,22.222222222222221,4,3.5,3,0,"Staggered",9,45,3,4,10,{"$error":"#N/A"}]
[31.5,"Collector - 8","H - HPS 150W Type IV Very Short",0,310,1357.8,30173.333333333332,135.78,3017.33,8888.89,44890.3,21318.63,75097.820000000007,0.9,4.5148826591300351,18.05953063652014,11.511652331592456,26.922055435148017,1.5688043832732645,1,0.6,4,0.61558493454476726,0.40667947720023651,0.95193078117927332,1.5136857625143256,1,30173.333333333332,0,3017.3333333333335,0,30173.333333333332,0,22.222222222222221,4,3.5,3,0,"Staggered",9,45,3,4,10,{"$error":"#N/A"}]
[32.5,"Collector - 12","L - HPS 400W Type III",0,400,1752,38933.333333333328,175.2,3893.33,8888.89,57922.97,21318.63,88130.49,0.9,8.3601915265752318,33.440766106300927,19.846348395101288,47.374809047105828,1.6849833249201236,1,0.6,4,2.7681076735983772,1.7389392480277051,6.2976588279509951,1.5918369067452753,1,38933.333333333328,0,3893.333333333333,0,38933.333333333328,0,22.222222222222221,4,3.5,3,0,"Staggered",9,45,3,4,10,{"$error":"#N/A"}]
[33.5,"Collector - 23","W - MH 400W Type II",0,400,1752,38933.333333333328,175.2,3893.33,8888.89,57922.97,28816.87,95628.73,0.9,6.9563956217976095,27.825582487190438,16.158265573562314,35.945681316995731,1.7220649308251159,1,0.6,4,2.4646203162988516,1.3098100227687437,6.4870800385489771,1.8816624345941486,1,38933.333333333328,0,3893.333333333333,0,38933.333333333328,0,22.222222222222221,4,3.5,3,0,"Staggered",9,45,3,4,10,{"$error":"#N/A"}]
[34.5,"Collector - 24","X - MH 400W Type II Med",0,442,1935.96,43021.333333333336,193.6,4302.13,8888.89,64004.88,28816.87,101710.64,0.9,8.0397908844001389,32.159163537600556,14.061559860690682,62.143285418484567,2.2870267492514835,1,0.6,4,3.2811365861984392,2.0088124444333273,4.8059478066974588,1.6333712962058169,1,43021.333333333336,0,4302.1333333333341,0,43021.333333333336,0,22.222222222222221,4,3.5,3,0,"Staggered",9,45,3,4,10,{"$error":"#N/A"}]
[35.5,"Collector - 25","Y - MH 400W Type IV Very Short",0,462,2023.5600000000002,44968,202.36,4496.8,8888.89,66901.03,28816.87,104606.79,0.9,5.3861356346989293,21.544542538795717,17.075204018680715,26.207442194407697,1.2617443700951056,1,0.6,4,0.84243324652955587,0.55429422661493843,1.3893883957634199,1.5198304548006489,1,44968,0,4496.8,0,44968,0,22.222222222222221,4,3.5,3,0,"Staggered",9,45,3,4,10,{"$error":"#N/A"}]
[36.5,"Collector - 13","M - HPS 400W Type III Med",0,465,2036.7,45260,203.67,4526,8888.89,67335.45,21318.63,97542.97,0.9,9.2775987204499675,37.11039488179987,13.19389142719282,69.856801752055389,2.8126951844786863,1,0.6,4,4.5319523127098069,2.9976314165275975,6.0247202687937396,1.5118444141339895,1,45260,0,4526,0,45260,0,22.222222222222221,4,3.5,3,0,"Staggered",9,45,3,4,10,{"$error":"#N/A"}]
[]
[]
[]
[]
[]
[]
[]
["Graph Data - Alignment","ID","Fixture Name","Type","Watts","kWh/fixture","kWh/kilometer/yr","$/fixture","$/kilometer/yr","Installation $/km","NPV Energy Cost $/km","NPV Maintenance Cost ($/km)","Full NPV costs","Target - Avg Ill","Target - Min Ill","Average","Min","Max","Uniformity","Meets Illuminance?","Target - Avg Lum","Target - Min Lum","Average","Min","Max","Uniformity","Meets Luminance?","Meets Ill. Criteria","Fails Ill. Criteria","Meets Ill. Criteria","Fails Ill. Criteria","Meets Ill. Criteria","Fails Ill. Criteria","Fixtures/km","Number of Lanes","Lane Width","Shoulder Width","Median Width","Pole Placement","Pole Height","Pole Spacing","Pole Setback","Arm length","Number of Points in Grid"]
["Example 3 - Expressway"]
[0.5,"Expressway - 26","AF - LED 41W Type III",0,41,179.58,3990.666666666667,17.96,399.07,15555.56,5937.1,23540.080000000002,45032.74,14,0.66585525058809625,1.9975657517642886,1.4549466565687188,2.6080456146802371,1.372947759112529,0,1,3,0.26974395152452141,0.10726242089850177,0.4898782967394486,2.5148038732014966,0,0,3990.666666666667,0,399.06666666666672,0,3990.666666666667,22.222222222222221,6,4,3,2,"Median",15,45,0,3,10,{"$error":"#N/A"}]
[1.5,"Expressway - 27","AG - LED 51W Type III",0,51,223.38,4964,22.34,496.4,15555.56,7385.18,23540.080000000002,46480.81,14,0.88176608225736997,2.6452982467721098,2.0860671480324937,3.1539721195246071,1.2680791456147822,0,1,3,0.33328507921076167,0.1687877642824254,0.64411894284955307,1.9745808034585368,0,0,4964,0,496.40000000000003,0,4964,22.222222222222221,6,4,3,2,"Median",15,45,0,3,10,{"$error":"#N/A"}]
[2.5,"Expressway - 28","AJ - LED 54W Type III",0,54,236.52,5256,23.65,525.6,15555.56,7819.6,23540.080000000002,46915.23,14,0.7452908530254162,2.2358725590762485,1.7696620089447335,2.6881451850570866,1.2634460974892718,0,1,3,0.30960950720657199,0.14746820026648469,0.59587739418270735,2.099500140688551,0,0,5256,0,525.6,0,5256,22.222222222222221,6,4,3,2,"Median",15,45,0,3,10,{"$error":"#N/A"}]
[3.5,"Expressway - 1","A - HPS 70W Type II",0,70,306.60000000000002,6813.3333333333339,30.66,681.33,8888.89,10136.52,21318.63,40344.04,14,1.1732310751607515,3.5196932254822548,1.677488061539375,6.0028218793892814,2.0981927121748631,0,1,3,0.33576898099909169,0.16110064340270089,0.61997567062199899,2.0842187461646255,0,0,6813.3333333333339,0,681.33333333333348,0,6813.3333333333339,22.222222222222221,6,4,3,2,"Median",15,45,0,3,10,{"$error":"#N/A"}]
[4.5,"Expressway - 29","AH - LED 73W Type III",0,73,319.73999999999995,7105.3333333333321,31.97,710.53,15555.56,10570.94,23540.080000000002,49666.58,14,1.3309603632423543,3.9928810897270628,2.993434637952018,6.8402419355748707,1.3338794971848205,0,1,3,0.25435554957608003,0.12966112883796566,0.56759271430977054,1.9616947026116203,0,0,7105.3333333333321,0,710.5333333333333,0,7105.3333333333321,22.222222222222221,6,4,3,2,"Median",15,45,0,3,10,{"$error":"#N/A"}]
[5.5,"Expressway - 30","AK - LED 77W Type III",0,77,337.26,7494.6666666666661,33.729999999999997,749.47,15555.56,11150.17,23540.080000000002,50245.8,14,1.0808277170903715,3.2424831512711147,2.5575671411806691,3.8658338474060225,1.267799816107374,0,1,3,0.40857282517683496,0.20697625318403728,0.78966348232940797,1.9740082202258433,0,0,7494.6666666666661,0,749.4666666666667,0,7494.6666666666661,22.222222222222221,6,4,3,2,"Median",15,45,0,3,10,{"$error":"#N/A"}]
[6.5,"Expressway - 14","N - MH 70W MH",0,84,367.92,8176,36.79,817.6,8888.89,12163.82,28816.87,49869.59,14,1.2244647012097105,3.6733941036291315,1.6885027334801932,6.7552967982747809,2.1755334064860263,0,1,3,0.32422080847846962,9.6295629391871224E-2,0.81216486936964238,3.3669317135782557,0,0,8176,0,817.6,0,8176,22.222222222222221,6,4,3,2,"Median",15,45,0,3,10,{"$error":"#N/A"}]
[7.5,"Expressway - 15","O - MH 90W Type II Short",0,98,429.24,9538.6666666666661,42.92,953.87,8888.89,14191.13,28816.87,51896.89,14,2.2238974555077364,6.6716923665232093,3.7131739245131214,10.900037273941177,1.7967626893205695,0,1,3,0.29852862142844733,0.17115289376169718,0.4860065215647878,1.7442218759333414,0,0,9538.6666666666661,0,953.86666666666667,0,9538.6666666666661,22.222222222222221,6,4,3,2,"Median",15,45,0,3,10,{"$error":"#N/A"}]
[8.5,"Expressway - 31","AI - LED 101W Type III",0,101,442.38000000000005,9830.6666666666679,44.24,983.07,15555.56,14625.55,23540.080000000002,53721.18,14,1.4392687646392082,4.3178062939176245,3.2370125642137419,7.3970409931624967,1.3338861707403979,0,1,3,0.27508829573236437,0.14022003680799791,0.61435687546973439,1.9618330018629249,0,0,9830.6666666666679,0,983.06666666666683,0,9830.6666666666679,22.222222222222221,6,4,3,2,"Median",15,45,0,3,10,{"$error":"#N/A"}]
[9.5,"Expressway - 2","B - HPS 100W Type II Short",0,115,503.70000000000005,11193.333333333334,50.37,1119.33,8888.89,16652.849999999999,21318.63,46860.37,14,1.695165708908408,5.0854971267252242,2.6340625838031162,9.4881714208603896,1.9306667798996158,0,1,3,0.35945892539724239,0.20052173913747562,0.52248825594055515,1.7926182315364874,0,0,11193.333333333334,0,1119.3333333333335,0,11193.333333333334,22.222222222222221,6,4,3,2,"Median",15,45,0,3,10,{"$error":"#N/A"}]
[10.5,"Expressway - 32","AL - LED 124W Type III",0,124,543.12,12069.333333333332,54.31,1206.93,15555.56,17956.12,23540.080000000002,57051.75,14,2.080114850690165,6.2403445520704945,4.7069387053021012,10.513895391575732,1.3257756139975008,0,1,3,0.38765128100243007,0.19826436393893204,0.85964648503449426,1.9552241930972105,0,0,12069.333333333332,0,1206.9333333333332,0,12069.333333333332,22.222222222222221,6,4,3,2,"Median",15,45,0,3,10,{"$error":"#N/A"}]
[11.5,"Expressway - 3","C - HPS 100W Type III Med",0,130,569.4,12653.333333333332,56.94,1265.33,8888.89,18824.96,21318.63,49032.49,14,1.3377154216819889,4.0131462650459664,2.9867972400097011,6.5366065250075813,1.3436286237605239,0,1,3,0.34223301507138643,0.15196255975753295,0.83593661051768176,2.2520877222484503,0,0,12653.333333333332,0,1265.3333333333333,0,12653.333333333332,22.222222222222221,6,4,3,2,"Median",15,45,0,3,10,{"$error":"#N/A"}]
[12.5,"Expressway - 5","E - HPS 150W Type IV",0,150,657,14600,65.7,1460,8888.89,21721.11,21318.63,51928.63,14,2.5316474541556224,7.5949423624668668,4.6333283346514857,14.311914035757574,1.6391979617904957,0,1,3,0.36339659711673244,0.12166630287036585,0.76352397445707276,2.9868302771057951,0,0,14600,0,1460,0,14600,22.222222222222221,6,4,3,2,"Median",15,45,0,3,10,{"$error":"#N/A"}]
[13.5,"Expressway - 16","P - MH 140W Type II Short",0,154,674.52,14989.333333333332,67.45,1498.93,8888.89,22300.34,28816.87,60006.11,14,3.6007507205248923,10.802252161574676,6.2371299705606473,19.026120482869381,1.7319267375477949,0,1,3,1.0498994307373311,0.49994461174499871,1.9072488832156098,2.100031495634644,1,0,14989.333333333332,0,1498.9333333333334,14989.333333333332,0,22.222222222222221,6,4,3,2,"Median",15,45,0,3,10,{"$error":"#N/A"}]
[14.5,"Expressway - 17","Q - MH 150W MH",0,168,735.84,16352,73.58,1635.2,8888.89,24327.65,28816.87,62033.41,14,3.0216485449776802,9.0649456349330411,4.7954596907091975,14.491473404882086,1.8903183885573298,0,1,3,0.34121859937577276,7.9921643818856983E-2,1.118049558618373,4.269414179582534,0,0,16352,0,1635.2,0,16352,22.222222222222221,6,4,3,2,"Median",15,45,0,3,10,{"$error":"#N/A"}]
[15.5,"Expressway - 22","V - MH 175W Type IV",0,175,766.5,17033.333333333332,76.650000000000006,1703.33,8888.89,25341.3,28816.87,63047.06,14,2.229646430985742,6.688939292957226,4.2358239672683382,11.612861698471193,1.5791353334427847,0,1,3,0.32709075624360584,0.10582101394659542,0.72938075135840785,3.0909811203347419,0,0,17033.333333333332,0,1703.3333333333333,0,17033.333333333332,22.222222222222221,6,4,3,2,"Median",15,45,0,3,10,{"$error":"#N/A"}]
[16.5,"Expressway - 6","F - HPS 150W Type IV",0,183,801.54,17812,80.150000000000006,1781.2,8888.89,26499.759999999998,21318.63,56707.28,14,1.3579347128906967,4.0738041386720898,2.5788031801593316,7.7774075794502897,1.5797266615827539,0,1,3,0.39603023224927825,0.17429127114006909,0.92483313023914904,2.2722321643463643,0,0,17812,0,1781.2,0,17812,22.222222222222221,6,4,3,2,"Median",15,45,0,3,10,{"$error":"#N/A"}]
[17.5,"Expressway - 18","R - MH 150W Type IV",0,185,810.3,18006.666666666664,81.03,1800.67,8888.89,26789.37,28816.87,64495.14,14,2.229646430985742,6.688939292957226,4.2358239672683382,11.612861698471193,1.5791353334427847,0,1,3,0.32709075624360584,0.10582101394659542,0.72938075135840785,3.0909811203347419,0,0,18006.666666666664,0,1800.6666666666665,0,18006.666666666664,22.222222222222221,6,4,3,2,"Median",15,45,0,3,10,{"$error":"#N/A"}]
[18.5,"Expressway - 19","S - MH 150W Type IV",0,185,810.3,18006.666666666664,81.03,1800.67,8888.89,26789.37,28816.87,64495.14,14,2.229646430985742,6.688939292957226,4.2358239672683382,11.612861698471193,1.5791353334427847,0,1,3,0.32709075624360584,0.10582101394659542,0.72938075135840785,3.0909811203347419,0,0,18006.666666666664,0,1800.6666666666665,0,18006.666666666664,22.222222222222221,6,4,3,2,"Median",15,45,0,3,10,{"$error":"#N/A"}]
[19.5,"Expressway - 7","G - HPS 150W Type IV Long",0,188,823.44,18298.666666666668,82.34,1829.87,8888.89,27223.8,21318.63,57431.32,14,1.1308597012970287,3.3925791038910864,0.66912196677526459,9.9068864375413668,5.070195378939844,0,1,3,8.7884437174488295E-2,4.710254690670055E-2,0.13036864050309482,1.865810724599827,0,0,18298.666666666668,0,1829.8666666666668,0,18298.666666666668,22.222222222222221,6,4,3,2,"Median",15,45,0,3,10,{"$error":"#N/A"}]
[20.5,"Expressway - 4","D - HPS 150W Type II",0,189,827.82,18396,82.78,1839.6,8888.89,27368.6,21318.63,57576.12,14,2.5886509903748878,7.7659529711246629,5.0279236255858786,13.531628611086845,1.5445646253665468,0,1,3,1.2324401810210144,0.48173088126548014,3.3276130548386353,2.5583582638162263,1,0,18396,0,1839.6000000000001,18396,0,22.222222222222221,6,4,3,2,"Median",15,45,0,3,10,{"$error":"#N/A"}]
[21.5,"Expressway - 33","AA - LED 191W Type II",0,191,836.58,18590.666666666668,83.66,1859.07,15555.56,27658.22,23540.080000000002,66753.850000000006,14,2.8404054696757037,8.5212164090271116,6.0482630712447278,11.389421617507308,1.4088700026193557,0,1,3,1.0724014462441778,0.39086588424220808,2.2498809886981785,2.7436557895639777,1,0,18590.666666666668,0,1859.0666666666668,18590.666666666668,0,22.222222222222221,6,4,3,2,"Median",15,45,0,3,10,{"$error":"#N/A"}]
[22.5,"Expressway - 34","AB - LED 196W Type II",0,196,858.48,19077.333333333332,85.85,1907.73,15555.56,28382.25,23540.080000000002,67477.89,14,2.9441741639415517,8.8325224918246548,6.1042825291718419,12.009428295537701,1.4469386778240996,0,1,3,1.2012728394622161,0.40126212127085348,2.7518807671292507,2.9937359540881068,1,0,19077.333333333332,0,1907.7333333333333,19077.333333333332,0,22.222222222222221,6,4,3,2,"Median",15,45,0,3,10,{"$error":"#N/A"}]
[23.5,"Expressway - 21","U - MH 175W Type II Short",0,214,937.31999999999994,20829.333333333332,93.73,2082.9299999999998,8888.89,30988.79,28816.87,68694.55,14,2.0668745818882193,6.2006237456646582,3.5024611052500445,11.903508598472538,1.770361913903963,0,1,3,0.29916835464503061,0.11990037096175729,0.57633324575279476,2.4951411930197578,0,0,20829.333333333332,0,2082.9333333333334,0,20829.333333333332,22.222222222222221,6,4,3,2,"Median",15,45,0,3,10,{"$error":"#N/A"}]
[24.5,"Expressway - 35","AC - LED 216W Type II",0,216,946.08,21024,94.61,2102.4,15555.56,31278.400000000001,23540.080000000002,70374.039999999994,14,3.1044456429317062,9.3133369287951187,6.1087065338898521,12.993688620956139,1.5246004824632897,0,1,3,1.1367646472050201,0.40335472778454301,2.4098393368907356,2.8182752522792724,1,0,21024,0,2102.4,21024,0,22.222222222222221,6,4,3,2,"Median",15,45,0,3,10,{"$error":"#N/A"}]
[25.5,"Expressway - 36","AD - LED 217W Type II",0,217,950.46,21121.333333333332,95.05,2112.13,15555.56,31423.21,23540.080000000002,70518.84,14,3.4104419194544118,10.231325758363235,6.8576841986821186,13.959281873350943,1.4919505567680484,0,1,3,1.3078128018602668,0.44830970220174615,2.8285309961087535,2.9172083393183654,1,0,21121.333333333332,0,2112.1333333333332,21121.333333333332,0,22.222222222222221,6,4,3,2,"Median",15,45,0,3,10,{"$error":"#N/A"}]
[26.5,"Expressway - 37","AE - LED 238W Type III",0,238,1042.44,23165.333333333332,104.24,2316.5300000000002,15555.56,34464.17,23540.080000000002,73559.8,14,2.8979662072240227,8.6938986216720675,5.9699379497571634,12.211549680085039,1.4562795618379427,0,1,3,1.2920030437704428,0.45388709476005173,2.9556951944096204,2.8465295856306789,1,0,23165.333333333332,0,2316.5333333333333,23165.333333333332,0,22.222222222222221,6,4,3,2,"Median",15,45,0,3,10,{"$error":"#N/A"}]
[27.5,"Expressway - 10","J - HPS 250W Type III",0,250,1095,24333.333333333332,109.5,2433.33,8888.89,36201.86,21318.63,66409.38,14,4.8517916849416629,14.555375054824989,6.6768411181333409,25.425922780784973,2.1799792442708696,1,1,3,1.2807938076400316,0.56838643059030913,2.5019754661852742,2.2533856170877224,1,24333.333333333332,0,2433.3333333333335,0,24333.333333333332,0,22.222222222222221,6,4,3,2,"Median",15,45,0,3,10,{"$error":"#N/A"}]
[28.5,"Expressway - 20","T - MH 150W Type IV Very Short",0,282,1235.1599999999999,27447.999999999996,123.52,2744.8,8888.89,40835.69,28816.87,78541.460000000006,14,2.2065927278232897,6.6197781834698697,2.9969009102443169,11.94383349977822,2.2088745613314935,0,1,3,0.33358435700966532,0.11839182158193091,0.64639441626060778,2.8176300740403279,0,0,27447.999999999996,0,2744.7999999999997,0,27447.999999999996,22.222222222222221,6,4,3,2,"Median",15,45,0,3,10,{"$error":"#N/A"}]
[29.5,"Expressway - 9","I - HPS 150W Type IV Very Short",0,289,1265.82,28129.333333333332,126.58,2812.93,8888.89,41849.35,21318.63,72056.87,14,2.9113802985830457,8.7341408957491371,3.6729350527874423,17.818546153186741,2.377973138708422,0,1,3,0.36312558994063299,0.17162710963582045,0.65318601728020309,2.1157822369155874,0,0,28129.333333333332,0,2812.9333333333334,0,28129.333333333332,22.222222222222221,6,4,3,2,"Median",15,45,0,3,10,{"$error":"#N/A"}]
[30.5,"Expressway - 11","K - HPS 250W Type III",0,297,1300.8599999999999,28907.999999999996,130.09,2890.8,8888.89,43007.8,21318.63,73215.320000000007,14,5.0314240884834174,15.094272265450252,7.6267064715334261,35.403047700215126,1.9791337613148492,1,1,3,1.2506531267423833,0.54527932928269796,2.6441843933985743,2.293600838285192,1,28907.999999999996,0,2890.7999999999997,0,28907.999999999996,0,22.222222222222221,6,4,3,2,"Median",15,45,0,3,10,{"$error":"#N/A"}]
[31.5,"Expressway - 8","H - HPS 150W Type IV Very Short",0,310,1357.8,30173.333333333332,135.78,3017.33,8888.89,44890.3,21318.63,75097.820000000007,14,2.702562914816637,8.1076887444499111,2.7374036501975585,18.94527686557015,2.9618170282869238,0,1,3,0.22016817891528789,0.11195170171829358,0.4031205327250062,1.9666353930849727,0,0,30173.333333333332,0,3017.3333333333335,0,30173.333333333332,22.222222222222221,6,4,3,2,"Median",15,45,0,3,10,{"$error":"#N/A"}]
[32.5,"Expressway - 12","L - HPS 400W Type III",0,400,1752,38933.333333333328,175.2,3893.33,8888.89,57922.97,21318.63,88130.49,14,5.6869121618939085,17.060736485681726,9.8892266024571587,28.485016387646219,1.7251840989711649,1,1,3,1.3433992222631868,0.47814722426956696,4.2621456919745295,2.8095932676706563,1,38933.333333333328,0,3893.333333333333,0,38933.333333333328,0,22.222222222222221,6,4,3,2,"Median",15,45,0,3,10,{"$error":"#N/A"}]
[33.5,"Expressway - 23","W - MH 400W Type II",0,400,1752,38933.333333333328,175.2,3893.33,8888.89,57922.97,28816.87,95628.73,14,5.8871497562830903,17.661449268849271,10.522884466969343,28.096708397233414,1.6783847930942721,1,1,3,1.3938036587050038,0.5121579143324333,3.9758758245499504,2.7214334089159631,1,38933.333333333328,0,3893.333333333333,0,38933.333333333328,0,22.222222222222221,6,4,3,2,"Median",15,45,0,3,10,{"$error":"#N/A"}]
[34.5,"Expressway - 24","X - MH 400W Type II Med",0,442,1935.96,43021.333333333336,193.6,4302.13,8888.89,64004.88,28816.87,101710.64,14,5.966419330851032,17.899257992553096,10.277549497701163,26.945275865705153,1.7415881087759999,1,1,3,1.2372592638085331,0.60192609048421675,2.2202046781114491,2.0555003070447162,1,43021.333333333336,0,4302.1333333333341,0,43021.333333333336,0,22.222222222222221,6,4,3,2,"Median",15,45,0,3,10,{"$error":"#N/A"}]
[35.5,"Expressway - 25","Y - MH 400W Type IV Very Short",0,462,2023.5600000000002,44968,202.36,4496.8,8888.89,66901.03,28816.87,104606.79,14,2.6728292545791206,8.0184877637373617,4.0769127932276685,15.794228466146288,1.9668038465422193,0,1,3,0.28677315435349926,0.13139138147729928,0.66970200694799098,2.1825872529017101,0,0,44968,0,4496.8,0,44968,22.222222222222221,6,4,3,2,"Median",15,45,0,3,10,{"$error":"#N/A"}]
[36.5,"Expressway - 13","M - HPS 400W Type III Med",0,465,2036.7,45260,203.67,4526,8888.89,67335.45,21318.63,97542.97,14,7.8809007739920274,23.642702321976081,13.538558919323508,46.509086139126758,1.7463234058265231,1,1,3,1.489667993701095,0.81327305389098403,2.719125998749504,1.8316947629999543,1,45260,0,4526,0,45260,0,22.222222222222221,6,4,3,2,"Median",15,45,0,3,10,{"$error":"#N/A"}]

{"sheet":"Road Geometry","index":3,"n_rows":77,"n_cols":28,"rows_kept":77,"cut":false,"hidden":false,"merged":[[8,17,8,21],[4,1,5,5]]}
[]
[null,{"$f":"Start!D2","v":"SEAD Street Lighting Tool v1.8.1"}]
[]
[]
[null,{"$f":"Translation!B558","v":"Road geometry inputs describe the size and shape of the road section, as well as the placement and size of poles. Enter values for both baseline and upgrade. If you are replacing fixtures only, enter the same values in both columns."}]
[]
[]
[null,{"$f":"Translation!B259","v":"Description:"},{"$f":"Translation!B241","v":"Baseline"},{"$f":"Translation!B121","v":"Upgrade"},{"$f":"Translation!B120","v":"Units"}]
[null,{"$f":"Translation!B23","v":"Road Geometry"},null,null,null,null,null,null,null,null,null,null,null,null,null,null,null,null,null,null,null,null,"Baseline/Upgrade Comparison"]
[null,{"$f":"Translation!B113","v":"Number of Lanes"},null,null,{"$f":"Translation!$B$111","v":"Lanes"},"?",null,null,null,null,null,null,null,null,null,null,null,null,null,null,null,null,{"$f":"IF(C10=D10,0,1)","v":0}]
[null,{"$f":"Translation!B260","v":"Lane Width"},null,null,{"$f":"Translation!B129","v":"meters"},"?",null,null,null,null,null,null,null,null,null,null,null,null,null,null,null,null,{"$f":"IF(C11=D11,0,1)","v":0}]
[null,{"$f":"Translation!B128","v":"Median Width"},null,null,{"$f":"Translation!B129","v":"meters"},"?",null,null,null,null,null,null,null,null,null,null,null,null,null,null,null,null,0]
[]
[]
[null,{"$f":"Translation!B261","v":"Light Geometry:"},null,null,null,null,null,null,null,null,null,null,null,null,null,null,null,null,null,null,null,null,null,null,null,"Translation of fixture arrangement"]
[null,{"$f":"Translation!B115","v":"Pole Placement"},null,null,null,"?",null,null,null,null,null,null,null,null,null,null,null,null,null,null,null,null,0,null,null,"Entered",{"$f":"$C$16","v":0},{"$f":"$D$16","v":0}]
[null,{"$f":"Translation!B130","v":"Luminaire Mounting Height"},null,null,{"$f":"Translation!B129","v":"meters"},"?",null,null,null,null,null,null,null,null,null,null,null,null,null,null,null,null,0,null,null,"English",{"$f":"INDEX(FixtureArrangementEnglish,MATCH(AA$16,FixtureArrangement,0))","v":{"$error":"#N/A"}},{"$f":"INDEX(FixtureArrangementEnglish,MATCH(AB$16,FixtureArrangement,0))","v":{"$error":"#N/A"}}]
[null,{"$f":"Translation!B263","v":"Pole Spacing"},null,null,{"$f":"Translation!B129","v":"meters"},"?",null,null,null,null,null,null,null,null,null,null,null,null,null,null,null,null,0]
[null,{"$f":"Translation!B297","v":"Pole Setback"},null,null,{"$f":"Translation!B129","v":"meters"},"?",null,null,null,null,null,null,null,null,null,null,null,null,null,null,null,null,0]
[null,{"$f":"Translation!B126","v":"Arm length"},null,null,{"$f":"Translation!B129","v":"meters"},"?",null,null,null,null,null,null,null,null,null,null,null,null,null,null,null,null,0]
[null,null,null,null,null,null,null,null,null,null,null,null,null,null,null,null,null,null,null,null,null,null,{"$f":"SUM($W$16:$W$20,$W$10:$W$12)","v":0},"(total differences)"]
[]
[null,{"$f":"Translation!$B$522","v":"Pavement Type (only required for luminance calculations)"}]
[null,{"$f":"Translation!B185","v":"Road Surface Type"},null,{"$f":"Translation!B188","v":"Standard Surface"},"?"]
[]
[]
[null,{"$f":"Translation!$B$523","v":"View your inputs:"}]
[]
[]
[]
[]
[]
[]
[]
[]
[]
[]
[]
[]
[]
[]
[]
[]
[]
[]
[]
[]
[]
[]
[null,{"$f":"Translation!$B$132","v":"Spacing of Grid"},3,{"$f":"Translation!$B$129","v":"meters"}]
[null,{"$f":"Translation!$B$127","v":"Fixtures/km"},{"$f":"1000/C18","v":{"$error":"#DIV/0!"}}]
[]
[]
[]
[]
[]
[]
[]
[]
[]
[]
[]
[]
[]
[]
[]
[]
[]
[]
[]
[]
[]
[]
[]
[]
[null,{"$f":"Translation!$B$132","v":"Spacing of Grid"},3,{"$f":"Translation!$B$129","v":"meters"}]
[null,{"$f":"Translation!$B$127","v":"Fixtures/km"},{"$f":"1000/D18","v":{"$error":"#DIV/0!"}}]

{"sheet":"Lighting Standards","index":4,"n_rows":243,"n_cols":27,"rows_kept":243,"cut":false,"hidden":false,"merged":[[5,2,5,7],[4,2,4,7],[36,1,36,12],[153,1,153,12],[220,2,220,8],[7,2,7,4],[213,2,213,8],[219,2,219,8],[218,2,218,8],[217,2,217,8],[93,12,93,13],[91,10,91,11],[91,12,91,13],[92,10,92,11],[92,12,92,13],[92,6,92,7],[91,2,93,3],[93,4,93,5],[93,6,93,7],[93,8,93,9],[90,10,90,11],[216,2,216,8],[215,2,215,8],[214,2,214,8],[93,10,93,11],[91,4,91,5],[225,2,225,8],[224,2,224,8],[223,2,223,8],[222,2,222,8],[221,2,221,8],[91,6,91,7],[91,8,91,9],[92,4,92,5],[174,8,178,8],[92,8,92,9],[168,2,168,8],[171,2,173,3],[184,2,185,3],[184,4,184,6],[200,2,200,8],[201,2,204,2],[191,2,192,3],[191,4,191,6],[191,8,192,8],[192,4,192,6],[169,8,170,8],[169,4,170,6],[89,12,89,13],[90,4,90,5],[90,6,90,7],[90,8,90,9],[90,12,90,13],[88,2,90,3],[88,4,88,5],[88,6,88,7],[88,8,88,9],[88,10,88,11],[88,12,88,13],[89,4,89,5],[89,6,89,7],[89,8,89,9],[89,10,89,11],[86,12,86,13],[87,4,87,5],[87,6,87,7],[87,8,87,9],[87,10,87,11],[87,12,87,13],[85,2,87,3],[85,4,85,5],[85,6,85,7],[85,8,85,9],[85,10,85,11],[85,12,85,13],[86,4,86,5],[86,6,86,7],[86,8,86,9],[86,10,86,11],[83,4,83,5],[83,6,83,7],[83,8,83,9],[83,10,83,11],[83,12,83,13],[84,4,84,5],[84,6,84,7],[84,8,84,9],[84,10,84,11],[84,12,84,13],[82,12,82,13],[82,6,82,7],[53,2,53,12],[55,6,56,8],[65,9,65,10],[60,9,60,10],[60,11,60,12],[75,2,77,5],[80,12,80,13],[81,2,81,3],[81,4,81,5],[67,2,69,3],[67,4,67,5],[64,2,66,3],[61,2,63,3],[66,4,66,5],[69,4,69,5],[62,4,62,5],[57,4,58,5],[59,2,59,3],[65,4,65,5],[63,4,63,5],[57,2,58,3],[60,2,60,3],[60,4,60,5],[64,4,64,5],[59,4,59,5],[57,6,58,6],[57,7,58,7],[57,8,58,8],[59,9,59,10],[62,9,62,10],[61,9,61,10],[69,11,69,12],[70,11,70,12],[59,11,59,12],[64,11,64,12],[63,11,63,12],[69,9,69,10],[67,9,67,10],[63,9,63,10],[68,9,68,10],[68,11,68,12],[54,11,58,12],[54,9,58,10],[75,12,79,13],[78,4,79,5],[80,4,80,5],[80,6,80,7],[177,4,177,6],[80,10,80,11],[62,11,62,12],[61,11,61,12],[66,9,66,10],[66,11,66,12],[64,9,64,10],[71,9,71,10],[71,11,71,12],[65,11,65,12],[67,11,67,12],[72,9,72,10],[72,11,72,12],[61,4,61,5],[81,6,81,7],[81,8,81,9],[81,10,81,11],[81,12,81,13],[82,8,82,9],[82,10,82,11],[68,4,68,5],[172,4,172,6],[182,2,183,3],[169,2,170,3],[171,4,171,6],[136,2,143,12],[190,4,190,6],[186,8,187,8],[182,8,183,8],[184,8,185,8],[135,2,135,12],[74,2,74,13],[175,4,175,6],[179,8,181,8],[188,8,190,8],[70,4,70,5],[70,9,70,10],[171,8,173,8],[78,2,79,3],[80,2,80,3],[80,8,80,9],[82,2,84,3],[82,4,82,5],[181,4,181,6],[70,2,72,3],[187,4,187,6],[188,2,190,3],[188,4,188,6],[185,4,185,6],[176,4,176,6],[182,4,182,6],[183,4,183,6],[189,4,189,6],[179,2,181,3],[144,2,150,12],[75,6,79,7],[75,8,79,9],[75,10,79,11],[180,4,180,6],[174,2,178,3],[179,4,179,6],[178,4,178,6],[173,4,173,6],[174,4,174,6],[72,4,72,5],[169,7,170,7],[5,13,5,16],[22,2,22,4],[21,2,21,4],[95,2,134,12],[203,7,204,7],[203,8,204,8],[193,7,196,7],[193,8,196,8],[201,3,201,6],[201,7,202,7],[38,2,51,12],[155,2,165,12],[192,10,197,13],[6,4,6,8],[203,3,204,3],[203,4,204,4],[203,5,204,5],[203,6,204,6],[201,8,202,8],[202,3,202,5],[54,2,56,5],[71,4,71,5],[186,2,187,3],[186,4,186,6]]}
["Header"]
["Header",null,{"$f":"Start!$D$2","v":"SEAD Street Lighting Tool v1.8.1"}]
["Header"]
[]
[null,null,{"$f":"Translation!B367","v":"There are two measurements of light quality on a road - illuminance (light hitting the road) or luminance (light seen by an observer). The tool performs calculations using both methods; you may enter targets for one or the other, or both. Enter the target light level you would like your street lights to meet. You may enter values for either method, or both."},null,null,null,null,null,null,null,null,null,null,null,null,null,null,null,null,null,null,null,null,null,null,null,"*moved 'luminance method for CIE' over one column"]
[null,null,{"$f":"Translation!$B$117","v":"Several standards define appropriate lighting levels for roadway lighting. These include IESNA standard RP-8, CIE standard 115, and several country specific standards. The inputs in this section do not impact the results of specific fixture scenarios, but do provide comparison points for evaluating whether a fixture configuration provides sufficient light quality"},null,null,null,null,null,null,null,null,null,null,null,null,null,null,null,null,null,null,null,null,null,null,null,"*added 3 rows"]
["Header",null,{"$f":"Translation!B118","v":"Select Calculation Method"},null,{"$f":"Translation!B116","v":"Luminance and Illuminance calculations can be done based on either IES or CIE standard. The output file reflects the method chosen here."}]
["Header"]
["Header"]
["Header"]
["Header",null,{"$f":"Translation!$B$152","v":"Illuminance Method"},null,null,null,{"$f":"C11","v":"Illuminance Method"}]
["Header",null,{"$f":"Translation!$B$139","v":"Average Illuminance Target (Iavg)"},null,{"$f":"Translation!$B$163","v":"Lux"},null,{"$f":"Translation!$B$139","v":"Average Illuminance Target (Iavg)"},null,{"$f":"Translation!$B$163","v":"Lux"}]
["Header",null,{"$f":"Translation!$B$264","v":"Uniformity Ratio (Iavg/Imin)"},null,{"$f":"Translation!$B$199","v":"unitless"},null,{"$f":"Translation!B265","v":"Uniformity Ratio (Imin/Iavg)"},null,{"$f":"Translation!$B$199","v":"unitless"}]
[]
[]
["Header"]
["Header"]
["Header",null,{"$f":"Translation!B161","v":"Luminance Method for IES Standard"},null,null,null,{"$f":"Translation!B162","v":"Luminance Method for CIE Standard"}]
["Header",null,{"$f":"Translation!B140","v":"Average Luminance Target (Lav)"},null,{"$f":"Translation!B143","v":"cd/m2"},null,{"$f":"Translation!B140","v":"Average Luminance Target (Lav)"},null,{"$f":"Translation!B143","v":"cd/m2"}]
["Header",null,{"$f":"Translation!B174","v":"Uniformity Ratio (Lavg/Lmin)"},null,{"$f":"Translation!B199","v":"unitless"},null,{"$f":"Translation!B453","v":"Overall Uniformity (min/avg)"},null,{"$f":"Translation!B199","v":"unitless"}]
["Header",null,{"$f":"Translation!B175","v":"Uniformity Ratio (Lmax/Lmin)"},null,{"$f":"E20","v":"unitless"},null,{"$f":"Translation!B454","v":"Longitudinal Uniformity (min/max)"},null,{"$f":"I20","v":"unitless"}]
["Header"]
["Header"]
[]
[]
[]
[]
[]
[]
[]
[]
[]
["Header"]
["Header",{"$f":"Translation!B203","v":"View Description of a Standard Below:"}]
["Header",{"$f":"Translation!B348","v":"(for information only)"}]
["IESNA RP-8:2005"]
["IESNA RP-8:2005",{"$f":"Translation!B155","v":"Illumination Engineering Society of North America (IESNA)"}]
["IESNA RP-8:2005"]
["IESNA RP-8:2005",null,{"$f":"Translation!B151","v":"IESNA established the RP-8-05 standard practice for roadway lighting.  The standard takes into account both traffic and pedestrian volumes and serves as the basis for design of fixed lighting for roadways, adjacent bikeways, and pedestrian ways.  \n\nIn the 2005 version of the standard, both illuminance and luminance methods can be used. This tool calculates both methods by default; for the luminance method, you must choose the 'IES' in 'Calculation Assumptions per...' to use the appropriate IESNA assumptions in the calculations. Below is the information for both methods. \n\nThe illuminance method derives its recommended values by evaluating roadway type, level of pedestrian conflict and pavement classification.  Roads are divided into five categories: freeways, expressways and majors have high traffic and collector and local roads handle less traffic.  Pedestrian conflict refers to the amount of pedestrian traffic and the category is divided into high, medium, and low.   Pavement is grouped into four classification based on the mode of reflectance ranging from mostly diffuse to mostly specular.\n\nPrecise classifications as defined by IESNA are listed below Table 1.\n"}]
["IESNA RP-8:2005"]
["IESNA RP-8:2005"]
["IESNA RP-8:2005"]
["IESNA RP-8:2005"]
["IESNA RP-8:2005"]
["IESNA RP-8:2005"]
["IESNA RP-8:2005"]
["IESNA RP-8:2005"]
["IESNA RP-8:2005"]
["IESNA RP-8:2005"]
["IESNA RP-8:2005"]
["IESNA RP-8:2005"]
["IESNA RP-8:2005"]
["IESNA RP-8:2005"]
["IESNA RP-8:2005",null,{"$f":"Translation!B190","v":"Table 1: IESNA Illuminance Method - Recommended Values"}]
["IESNA RP-8:2005",null,{"$f":"Translation!B183","v":"Road and Pedestrian Conflict Area"},null,null,null,null,{"$f":"Translation!B153","v":"Illuminance Target (Iavg)"},null,{"$f":"Translation!B198","v":"Uniformity Ratio Eavg/Emin"},null,{"$f":"Translation!B200","v":"Veiling Luminance Ratio                   Lvmax/Lavg"}]
["IESNA RP-8:2005",null,null,null,null,null,{"$f":"Translation!B178","v":"Pavement Classification\n(Minimum Maintained Average Values)"}]
["IESNA RP-8:2005"]
["IESNA RP-8:2005",null,{"$f":"Translation!B182","v":"Road"},null,{"$f":"Translation!B179","v":"Pedestrian Conflict Areas"},null,"R1\nlux","R2 & R3\nlux","R4\nlux"]
["IESNA RP-8:2005"]
["IESNA RP-8:2005",null,{"$f":"Translation!B147","v":"Freeway Class A"},null,null,null,6,9,8,3,null,0.3]
["IESNA RP-8:2005",null,{"$f":"Translation!B148","v":"Freeway Class B"},null,null,null,4,6,5,3,null,0.3]
["IESNA RP-8:2005",null,{"$f":"Translation!B146","v":"Expressway"},null,{"$f":"Translation!B149","v":"High"},null,10,14,13,3,null,0.3]
["IESNA RP-8:2005",null,null,null,{"$f":"Translation!B287","v":"Medium"},null,8,12,10,3,null,0.3]
["IESNA RP-8:2005",null,null,null,{"$f":"Translation!B159","v":"Low"},null,6,9,8,3,null,0.3]
["IESNA RP-8:2005",null,{"$f":"Translation!B164","v":"Major"},null,{"$f":"Translation!B149","v":"High"},null,12,17,15,3,null,0.3]
["IESNA RP-8:2005",null,null,null,{"$f":"Translation!B287","v":"Medium"},null,9,13,11,3,null,0.3]
["IESNA RP-8:2005",null,null,null,{"$f":"Translation!B159","v":"Low"},null,6,9,8,3,null,0.3]
["IESNA RP-8:2005",null,{"$f":"Translation!B144","v":"Collector"},null,{"$f":"Translation!B149","v":"High"},null,8,12,10,4,null,0.4]
["IESNA RP-8:2005",null,null,null,{"$f":"Translation!B287","v":"Medium"},null,6,9,8,4,null,0.4]
["IESNA RP-8:2005",null,null,null,{"$f":"Translation!B159","v":"Low"},null,4,6,5,4,null,0.4]
["IESNA RP-8:2005",null,{"$f":"Translation!B158","v":"Local"},null,{"$f":"Translation!B149","v":"High"},null,6,9,8,6,null,0.4]
["IESNA RP-8:2005",null,null,null,{"$f":"Translation!B287","v":"Medium"},null,5,7,6,6,null,0.4]
["IESNA RP-8:2005",null,null,null,{"$f":"Translation!B159","v":"Low"},null,3,4,4,6,null,0.4]
["IESNA RP-8:2005"]
["IESNA RP-8:2005",null,{"$f":"Translation!B286","v":"Table 2: IESNA Luminance Method - Recommended Values"}]
["IESNA RP-8:2005",null,{"$f":"Translation!B183","v":"Road and Pedestrian Conflict Area"},null,null,null,"Average Luminance    Lavg (cd/m2)",null,"Uniformity Ratio Lavg/Lmin                   (Maximum allowed)",null,"Uniformity Ratio Lmax/Lmin                   (Maximum allowed)",null,"Veiling Luminance Ratio                   LVmax/Lavg                           (Maximum allowed)"]
["IESNA RP-8:2005"]
["IESNA RP-8:2005"]
["IESNA RP-8:2005",null,{"$f":"Translation!B182","v":"Road"},null,{"$f":"Translation!B179","v":"Pedestrian Conflict Areas"}]
["IESNA RP-8:2005"]
["IESNA RP-8:2005",null,{"$f":"Translation!B147","v":"Freeway Class A"},null,null,null,0.6,null,3.5,null,6,null,0.3]
["IESNA RP-8:2005",null,{"$f":"Translation!B148","v":"Freeway Class B"},null,null,null,0.4,null,3.5,null,6,null,0.3]
["IESNA RP-8:2005",null,{"$f":"Translation!B146","v":"Expressway"},null,{"$f":"Translation!B149","v":"High"},null,1,null,3,null,5,null,0.3]
["IESNA RP-8:2005",null,null,null,{"$f":"Translation!B287","v":"Medium"},null,0.8,null,3,null,5,null,0.3]
["IESNA RP-8:2005",null,null,null,{"$f":"Translation!B159","v":"Low"},null,0.6,null,3.5,null,6,null,0.3]
["IESNA RP-8:2005",null,{"$f":"Translation!B164","v":"Major"},null,{"$f":"Translation!B149","v":"High"},null,1.2,null,3,null,5,null,0.3]
["IESNA RP-8:2005",null,null,null,{"$f":"Translation!B287","v":"Medium"},null,0.9,null,3,null,5,null,0.3]
["IESNA RP-8:2005",null,null,null,{"$f":"Translation!B159","v":"Low"},null,0.6,null,3.5,null,6,null,0.3]
["IESNA RP-8:2005",null,{"$f":"Translation!B144","v":"Collector"},null,{"$f":"Translation!B149","v":"High"},null,0.8,null,3,null,5,null,0.4]
["IESNA RP-8:2005",null,null,null,{"$f":"Translation!B287","v":"Medium"},null,0.6,null,3.5,null,6,null,0.4]
["IESNA RP-8:2005",null,null,null,{"$f":"Translation!B159","v":"Low"},null,0.4,null,4,null,8,null,0.4]
["IESNA RP-8:2005",null,{"$f":"Translation!B158","v":"Local"},null,{"$f":"Translation!B149","v":"High"},null,0.6,null,6,null,10,null,0.4]
["IESNA RP-8:2005",null,null,null,{"$f":"Translation!B287","v":"Medium"},null,0.5,null,6,null,10,null,0.4]
["IESNA RP-8:2005",null,null,null,{"$f":"Translation!B159","v":"Low"},null,0.3,null,6,null,10,null,0.4]
["IESNA RP-8:2005"]
["IESNA RP-8:2005",null,{"$f":"Translation!B209","v":"IESNA Classification Definitions\n\nRoad Classifications\n\nFreeway: A divided major roadway with full control of access (no crossings at grade).  This definition applies to toll as well as non-toll roads.\n     Freeway A: Roadways with greater visual complexity and high traffic volumes.  Usually this type of freeway will be found in major metropolitan areas in or near the central core and will operate through some of the early evening hours or darkness at or near design capacity.\n     Freeway B: All other divided roadways with full control of access.\nExpressway: A divided major roadway for through traffic, with partial control of access and generally wieht interchanges at major crossroads. Expressways for noncommercial traffic within parks and park-like areas are genearlly known as parkways. \nMajor: The part of the roadway system that serves as the principal network for through-traffic flow.  The routes connect areas of principal traffic generation and important rural roadways leaving the city. \nCollector: Roadways servicing traffic between major and local streets.  These streets are used mainly for traffic movements within residential, commercial and industrial areas.  They do not handle long, through trips.  Collector streets may be used for truck or bus movements nad give direct service to abutting properties.\nLocal: Local streets are used primarily for direct access to residential, commercial, industrial, or other abutting property.  They make up a large percentage of the total street system, but carry a small proportion of vehicular traffic.\n\nPedestrian Conflict Are Classifications\n\nHigh:  Areas with significant numbers of pedestrians expected to be on the sidewalks or crossing the streets during darkness.  Examples are downtown retail areas, near theaters, concert halls, stadiums, and transit terminals.\nMedium:  Areas where lesser numbers of pedestrians utilize the streets at night.  Typical are downtown office areas, blocks with libraries, apartments, neighborhood shopping, industrial, older city areas, and streets with transit lines.\nLow: Areas with very low volumes of night pedestrian usage.  These can occur in any of the cited roadway classification but may be typified by suburban single family streets, very low density residential developments, an rural or semi-rural areas.\n\nPavement Classification\n\nR1 (mostly diffuse) - Portland cement concrete road surface.  Asphalt road surface with a minimum of 12 percent of the aggregates composed of artificial brightener (e.g. Synopal) aggregates (e.g., labradorite, quartzite).\nR2 (mixed diffuse and specular) - Asphalt road surface with an aggregate composed of a minimum 60 percent gravel (size greater than 1 cm).  Asphalt road surface with 10 -15 percent artificial brightener in aggregate mix.\nR3 (slightly specular) - Asphalt road surface (regular and carpet seal) with dark aggregates (e.g. trap rock, blast furnace slag); rough texture arfter some months of use.\nR4 (mostly specular) -  Asphalt road surface with very smooth texture.\n\n\n\n\n"}]
["IESNA RP-8:2005"]
["IESNA RP-8:2005"]
["IESNA RP-8:2005"]
["IESNA RP-8:2005"]
["IESNA RP-8:2005"]
["IESNA RP-8:2005"]
["IESNA RP-8:2005"]
["IESNA RP-8:2005"]
["IESNA RP-8:2005"]
["IESNA RP-8:2005"]
["IESNA RP-8:2005"]
["IESNA RP-8:2005"]
["IESNA RP-8:2005"]
["IESNA RP-8:2005"]
["IESNA RP-8:2005"]
["IESNA RP-8:2005"]
["IESNA RP-8:2005"]
["IESNA RP-8:2005"]
["IESNA RP-8:2005"]
["IESNA RP-8:2005"]
["IESNA RP-8:2005"]
["IESNA RP-8:2005"]
["IESNA RP-8:2005"]
["IESNA RP-8:2005"]
["IESNA RP-8:2005"]
["IESNA RP-8:2005",{"$f":"Translation!B125","v":"Go back"}]
["IESNA RP-8:2005"]
["IESNA RP-8:2005"]
["IESNA RP-8:2005",{"$f":"Translation!B185","v":"Road Surface Type"}]
["IESNA RP-8:2005"]
["IESNA RP-8:2005"]
["IESNA RP-8:2005"]
["IESNA RP-8:2005"]
["IESNA RP-8:2005"]
["IESNA RP-8:2005"]
["IESNA RP-8:2005"]
["IESNA RP-8:2005"]
["IESNA RP-8:2005"]
["IESNA RP-8:2005"]
["IESNA RP-8:2005",null,{"$f":"Translation!B210","v":"Design Criteria  Illuminance "}]
["IESNA RP-8:2005",null,{"$f":"Translation!B211","v":"Illuminance Criteria: The illuminance method determines the amount of light incident on the roadway surface from the roadway lighting system. Because the amount of light seen by the driver is the portion that reflects from the pavement towards the driver, and because different pavements exhibit varied reflectance characteristics, different illuminance levels are needed for each type. The illuminance criteria gives recommendations for average maintained lux for various road and area classifications depending on the pavement type used. See Table 1 for recommended illuminance values and the uniformity ration. Veiling luminance rations must also be determined to avoid a lighting system that produces disability glare.    "}]
["IESNA RP-8:2005"]
["IESNA RP-8:2005"]
["IESNA RP-8:2005"]
["IESNA RP-8:2005"]
["IESNA RP-8:2005"]
["IESNA RP-8:2005"]
["IESNA RP-8:2005"]
["IESNA RP-8:2005",null,{"$f":"Translation!B212","v":"Luminance Criteria: The luminance method determines how \"bright\" the road is by determining the amount of light reflected from the pavement in the direction of the driver. The luminance criteria is stated in terms of pavement luminance, luminance uniformity and the disability veiling glare produced by the lighting system. See Table 2 for the recommended luminance design requirements, uniformity and the relationship between average luminance (Lavg) and the veiling luminance (Lv).    "}]
["IESNA RP-8:2005"]
["IESNA RP-8:2005"]
["IESNA RP-8:2005"]
["IESNA RP-8:2005"]
["IESNA RP-8:2005"]
["IESNA RP-8:2005"]
["IESNA RP-8:2005"]
["CIE 115:2010"]
["CIE 115:2010",{"$f":"Translation!B154","v":"International Commission on Illumination (CIE)"}]
["CIE 115:2010"]
["CIE 115:2010",null,{"$f":"Translation!B193","v":"The CIE 115:2010 standard uses a luminance based lighting standard.  The standard takes into account many variables characterizing both the traffic on the road and the road layout.  This is used to determine a lighting class from M1 to M6, with M1 roads having the greatest need for lighting.  The CIE standard does not take into account pedestrian traffic.  \n\nTable 2 is used to assign a traffic route a lighting classification, ranging from M1 to M6, according to the function of the road, the design speed, the overall layout, the traffic volume and composition, and the environmental conditions.  \n\nTable 3 defines the lighting criteria for lighting classes M1 to M6.\n\n\n"}]
["CIE 115:2010"]
["CIE 115:2010"]
["CIE 115:2010"]
["CIE 115:2010"]
["CIE 115:2010"]
["CIE 115:2010"]
["CIE 115:2010"]
["CIE 115:2010"]
["CIE 115:2010"]
["CIE 115:2010"]
["CIE 115:2010"]
["CIE 115:2010"]
["CIE 115:2010",null,{"$f":"Translation!B191","v":"Table 2: CIE Parameters for the Selection of M Lighting Class"}]
["CIE 115:2010",null,{"$f":"Translation!B176","v":"Parameter"},null,{"$f":"Translation!B173","v":"Options"},null,null,{"$f":"Translation!B206","v":"Weighting Value Vw"},{"$f":"Translation!B205","v":"Vw Selected"}]
["CIE 115:2010"]
["CIE 115:2010",null,{"$f":"Translation!B187","v":"Speed"},null,{"$f":"Translation!B201","v":"Very High"},null,null,1]
["CIE 115:2010",null,null,null,{"$f":"Translation!B149","v":"High"},null,null,0.5]
["CIE 115:2010",null,null,null,{"$f":"Translation!B167","v":"Moderate"},null,null,0]
["CIE 115:2010",null,{"$f":"Translation!B197","v":"Traffic Volume"},null,"Very high",null,null,1]
["CIE 115:2010",null,null,null,{"$f":"Translation!B149","v":"High"},null,null,0.5]
["CIE 115:2010",null,null,null,{"$f":"Translation!B167","v":"Moderate"},null,null,0]
["CIE 115:2010",null,null,null,{"$f":"Translation!B159","v":"Low"},null,null,-0.5]
["CIE 115:2010",null,null,null,{"$f":"Translation!B202","v":"Very Low"},null,null,-1]
["CIE 115:2010",null,{"$f":"Translation!B196","v":"Traffic Composition"},null,{"$f":"Translation!B166","v":"Mixed with high % non motorized"},null,null,2]
["CIE 115:2010",null,null,null,{"$f":"Translation!B165","v":"Mixed"},null,null,1]
["CIE 115:2010",null,null,null,{"$f":"Translation!B169","v":"Motorized only"},null,null,0]
["CIE 115:2010",null,{"$f":"Translation!B186","v":"Separation of carriageways\n"},null,{"$f":"Translation!B170","v":"No"},null,null,1]
["CIE 115:2010",null,null,null,{"$f":"Translation!B208","v":"Yes"},null,null,0]
["CIE 115:2010",null,{"$f":"Translation!B156","v":"Intersection density"},null,{"$f":"Translation!B149","v":"High"},null,null,1]
["CIE 115:2010",null,null,null,{"$f":"Translation!B167","v":"Moderate"},null,null,0]
["CIE 115:2010",null,{"$f":"Translation!B177","v":"Parked Vehicles"},null,{"$f":"Translation!B181","v":"Present"},null,null,0.5]
["CIE 115:2010",null,null,null,{"$f":"Translation!B171","v":"Not present"},null,null,0]
["CIE 115:2010",null,{"$f":"Translation!B138","v":"Ambient luminance"},null,{"$f":"Translation!B149","v":"High"},null,null,1]
["CIE 115:2010",null,null,null,{"$f":"Translation!B167","v":"Moderate"},null,null,0]
["CIE 115:2010",null,null,null,{"$f":"Translation!B159","v":"Low"},null,null,-1]
["CIE 115:2010",null,{"$f":"Translation!B204","v":"Visual guidance/ traffic control"},null,{"$f":"Translation!B180","v":"Poor"},null,null,0.5]
["CIE 115:2010",null,null,null,{"$f":"Translation!B168","v":"Moderate or Good"},null,null,0,null,null,{"$f":"Translation!B194","v":"The lighting class is calculated as: \nM = 6 - Vws\nThis calculation will result in a class number between 1 and 6.  If the result is not a whole number, use the next lower whole number.  \n"}]
["CIE 115:2010",null,null,null,null,null,null,{"$f":"Translation!B290","v":"Sum of Weighting Values (Vws)"},{"$f":"SUM(I172:I193)","v":0}]
["CIE 115:2010"]
["CIE 115:2010"]
["CIE 115:2010"]
["CIE 115:2010",null,null,null,null,null,null,{"$f":"Translation!B289","v":"Class"},{"$f":"\"M\"&FLOOR(6-I194,1)","v":"M6"}]
["CIE 115:2010"]
["CIE 115:2010"]
["CIE 115:2010",null,{"$f":"Translation!B192","v":"Table 3: CIE Lighting classes for motorized traffic"}]
["CIE 115:2010",null,{"$f":"Translation!B157","v":"Lighting class"},{"$f":"Translation!B184","v":"Road Surface"},null,null,null,{"$f":"Translation!B195","v":"Threshold increment"},{"$f":"Translation!B189","v":"Surround ratio"}]
["CIE 115:2010",null,null,{"$f":"Translation!B145","v":"Dry"},null,null,{"$f":"Translation!B207","v":"Wet*"}]
["CIE 115:2010",null,null,"Lav\ncd/m2","Uo CIE","Ul","U0","fTI in %","Rs"]
["CIE 115:2010"]
["CIE 115:2010",null,"M1",2,0.4,0.7,0.15,10,0.5]
["CIE 115:2010",null,"M2",1.5,0.4,0.7,0.15,10,0.5]
["CIE 115:2010",null,"M3",1,0.4,0.6,0.15,15,0.5]
["CIE 115:2010",null,"M4",0.75,0.4,0.6,0.15,15,0.5]
["CIE 115:2010",null,"M5",0.5,0.35,0.4,0.15,15,0.5]
["CIE 115:2010",null,"M6",0.3,0.35,0.4,0.15,20,0.5]
["CIE 115:2010"]
["CIE 115:2010"]
["CIE 115:2010",null,{"$f":"Translation!B213","v":"CIE Classification Definitions"}]
["CIE 115:2010",null,{"$f":"Translation!B214","v":"Average Luminance of the Road Surface (Lav)"}]
["CIE 115:2010",null,{"$f":"Translation!B215","v":"The values of Lav are the minimum values to be maintained throughout the life of the installation for the specified lighting class(es).  They are dependent on the light distribution of the luminaires, the luminous flux of the lamps, the geometry of the installation, and on the reflection propoerties of the road surface.  "}]
["CIE 115:2010",null,{"$f":"Translation!B216","v":"The calculation of the average luminance of the road surface should be carried out in accordance with CIE 140-2000."}]
["CIE 115:2010",null,{"$f":"Translation!B217","v":"Overall uniformity of Road Luminance (U0) "}]
["CIE 115:2010",null,{"$f":"Translation!B218","v":"U0 ies is the ratio of average luminance to minimum luminance, as calculated by IES and as used in the tool. The number in parentheses indicates the luminance as calculated by CIE, which is the ratio of the minimum luminance at a point to the average road surface luminance.and should be calculated according to CIE 140-2000.  "}]
["CIE 115:2010",null,{"$f":"Translation!B219","v":"Longitudinal Uniformity of Road Surface Luminance (Ul): "}]
["CIE 115:2010",null,{"$f":"Translation!B220","v":"Ul  ies  is the ratio of the maximum luminance to the minimum lumance, as calculated by IES and as expected by the tool. This is the inverse of the standard CIE method, which is the ratio of the minimum to the maximum luminance along a line or lines parallel to the run of the road and should be calculated in accordance with CIE 140-2000.  It is mainly a criterion relating to comfort and its purpose is to prevent the repeated pattern of high and low luminance values on a lit run of road from becoming too pronounced.  It only applies to long uninterrupted sections of road."}]
["CIE 115:2010",null,{"$f":"Translation!B221","v":"Threshold Increment TI (fTI)"}]
["CIE 115:2010",null,{"$f":"Translation!B222","v":"TI is a measure of the loss of visibility caused by the disability glare from the road lighting luminaires.  The formula from which it is calculated is given in CIE 140-2000."}]
["CIE 115:2010",null,{"$f":"Translation!B223","v":"Surround Ratio SR (Rs)"}]
["CIE 115:2010",null,{"$f":"Translation!B224","v":"The function of the surround ratio is to ensure that light direct on the surrounds is sufficient for the objects to be revealed.  In situations where lighting is already provided on the surroundes the use of surround ratio is rendered unnecessary.  "}]
["CIE 115:2010",null,{"$f":"Translation!B225","v":"Surround ratio is defined in CIE 140-2000."}]
["CIE 115:2010"]
["CIE 115:2010"]
["CIE 115:2010"]
["CIE 115:2010"]
["CIE 115:2010"]
["CIE 115:2010"]
["CIE 115:2010"]
["CIE 115:2010"]
["CIE 115:2010"]
["CIE 115:2010"]
["CIE 115:2010"]
["CIE 115:2010"]
["CIE 115:2010"]
["CIE 115:2010"]
["CIE 115:2010"]
["CIE 115:2010"]
["CIE 115:2010"]

{"sheet":"Fixtures","index":5,"n_rows":75,"n_cols":22,"rows_kept":75,"cut":false,"hidden":false,"merged":[[5,1,5,6],[23,1,25,2],[13,4,13,6],[13,1,14,2]]}
[null,null,{"$f":"Translation!B226","v":"Fixtures"},null,{"$f":"MAX(IF(LEN(C39:C63059)>0,ROW(C39:C63059),0))-ROW($C$36)","v":39}]
[]
[null,null,{"$f":"Start!$D$2","v":"SEAD Street Lighting Tool v1.8.1"}]
[]
[]
[null,{"$f":"Translation!$B$557","v":"The SEAD tool comes with several sample fixtures; these are included for the purpose of testing the tool and should not be used for a real analysis. \n\nBefore starting an analysis you should add the appropriate fixture data. You can add additional specific fixtures by using IES files obtained from the manufacturer."}]
[]
[]
[]
[]
[]
[null,{"$f":"Translation!$B$105","v":"Choose Baseline Fixture"}]
[]
[null,{"$f":"Translation!B547","v":"Select one of the fixtures from the list below. To edit the fixture assumptions, find the fixture in the table below"},null,null,{"$f":"Translation!B548","v":"Baseline Fixture Summary"}]
[]
[null,{"$f":"tBaseline","v":"Baseline"},null,null,{"$f":"Translation!$B$110","v":"Fixture Name"},{"$f":"FixtureData!$B$18","v":0}]
[null,null,null,null,{"$f":"Translation!$B$233","v":"Manufacturer"},{"$f":"INDEX(FixtureManuf,FixtureData!$C$18)","v":0}]
[null,null,null,null,{"$f":"Translation!$B$100","v":"Type"},{"$f":"INDEX(FixtureType,FixtureData!$C$18)","v":"?"}]
[null,null,null,null,{"$f":"Translation!$B$234","v":"Model #"},{"$f":"INDEX(FixtureModel,FixtureData!$C$18)","v":0}]
[null,null,null,null,{"$f":"Translation!$B$229","v":"Distribution Type"},{"$f":"INDEX(FixtureDist,FixtureData!$C$18)","v":0}]
[null,null,null,null,{"$f":"Translation!$B$228","v":"Comments"},{"$f":"IF(ISBLANK(INDEX(FixtureComments,FixtureData!$C$18)),\"\",INDEX(FixtureComments,FixtureData!$C$18))","v":""}]
[null,{"$f":"Translation!B583","v":"Set installation cost to zero?"},null,null,{"$f":"Translation!$B$101","v":"Watts"},{"$f":"FixtureData!G18","v":"?"}]
[null,"x",{"$f":"Translation!B394","v":"Fixture already installed (mark with 'x')"},null,{"$f":"Translation!$B$351","v":"Equipment Cost ($/fixture)"},{"$f":"FixtureData!K18","v":0}]
[null,{"$f":"Translation!B393","v":"If the fixture is already installed, installation cost will be zero. Instead of editing this in the large table below, you can override the values for just the baseline fixture here. "},null,null,{"$f":"Translation!$B$323","v":"Installation Cost ($/fixture)"},{"$f":"FixtureData!L18","v":0}]
[null,null,null,null,{"$f":"Translation!$B$353","v":"One-time Rebate or Subsidy ($/fixture)"},{"$f":"FixtureData!M18","v":0}]
[null,null,null,null,{"$f":"Translation!$B$355","v":"Annual Maintenance Cost ($/year)"},{"$f":"FixtureData!N18","v":"?"}]
[null,null,null,null,{"$f":"Translation!$B$357","v":"Maintenance inflation rate (%/year)"},{"$f":"FixtureData!O18","v":"?"}]
[null,null,null,null,{"$f":"Translation!$B$94","v":"Total Light Loss Factor"},{"$f":"FixtureData!H18","v":"?"}]
[]
[null,{"$f":"Translation!B106","v":"Choose Upgrade Fixture(s)"}]
[]
[null,{"$f":"Translation!B546","v":"Currently selected fixtures:"},null,{"$f":"COUNTA($B$38:$B$65440)","v":0}]
[]
[null,{"$f":"Translation!B227","v":"Indicate which fixtures to run with an X in the 'Include?' column below"},null,null,null,null,null,null,null,null,{"$f":"Translation!B235","v":"Defaults fixture prices are in dollars, but may be edited to match your currency"}]
[null,null,{"$f":"MAX(IF(LEN(C39:C63064)>0,ROW(C39:C63064),0))-ROW(C36)","v":39}]
[null,{"$f":"Translation!$B$231","v":"Include?"},{"$f":"Translation!$B$110","v":"Fixture Name"},{"$f":"Translation!$B$230","v":"Fixture Data Row"},{"$f":"Translation!$B$233","v":"Manufacturer"},{"$f":"Translation!$B$100","v":"Type"},{"$f":"Translation!$B$234","v":"Model #"},{"$f":"Translation!$B$229","v":"Distribution Type"},{"$f":"Translation!$B$228","v":"Comments"},{"$f":"Translation!$B$101","v":"Watts"},{"$f":"Translation!$B$351","v":"Equipment Cost ($/fixture)"},{"$f":"Translation!$B$323","v":"Installation Cost ($/fixture)"},{"$f":"Translation!$B$353","v":"One-time Rebate or Subsidy ($/fixture)"},{"$f":"Translation!$B$355","v":"Annual Maintenance Cost ($/year)"},{"$f":"Translation!$B$357","v":"Maintenance inflation rate (%/year)"},{"$f":"Translation!$B$232","v":"Lamp Lumen Depreciation"},{"$f":"Translation!$B$361","v":"Luminaire Dirt Depreciation (design year)"},{"$f":"Translation!$B$87","v":"Ballast Factor"},{"$f":"Translation!$B$94","v":"Total Light Loss Factor"},{"$f":"Translation!B582","v":"Tilt (degrees)"},{"$f":"Translation!B584","v":"Fixtures / Pole"},{"$f":"Translation!B585","v":"Separation Angle (degrees)"}]
[null,null,null,null,null,"?",null,null,null,"?","?","?","?","?","?","?","?","?","?","?","?","?"]
[null,null,"<No Fixture>",null,"No fixture","HPS",0,0,0,0,0,100,null,0,null,0,null,1,{"$f":"Q38*P38*R38","v":0},0]
[null,null,"A - HPS 70W Type II",{"$f":"MATCH(C39,FxLib_names,0)-1","v":1},"Generic","HPS","NA",null,null,70,300,100,null,50,0.02,0.73,0.88,1,{"$f":"Q39*P39*R39","v":0.64239999999999997},0,1,0]
[null,null,"B - HPS 100W Type II Short",35,"Generic","HPS","NA","TYPE II, SHORT, FULL CUTOFF",null,115,300,100,null,50,0.02,0.73,0.88,1,{"$f":"Q40*P40*R40","v":0.64239999999999997},0,1,0]
[null,null,"C - HPS 100W Type III Med",118,"Generic","HPS","NA","TYPE III, MEDIUM, CUTOFF",null,130,300,100,null,50,0.02,0.73,0.88,1,0.64239999999999997,0,1,0]
[null,null,"D - HPS 150W Type II",201,"Generic","HPS","NA","TYPE II, MEDIUM, FULL CUTOFF",null,189,300,100,null,50,0.02,0.73,0.88,1,0.64239999999999997,0,1,0]
[null,null,"E - HPS 150W Type IV",284,"Generic","HPS","NA",null,null,150,300,100,null,50,0.02,0.73,0.88,1,0.64239999999999997,0,1,0]
[null,null,"F - HPS 150W Type IV",316,"Generic","HPS","NA","MS4",null,183,300,100,null,50,0.02,0.73,0.88,1,0.64239999999999997,0,1,0]
[null,null,"G - HPS 150W Type IV Long",362,"Generic","HPS","NA","TYPE IV, LONG, NONCUTOFF",null,188,300,100,null,50,0.02,0.73,0.88,1,0.64239999999999997,0,1,0]
[null,null,"H - HPS 150W Type IV Very Short",402,"Generic","HPS","NA","TYPE IV, VERY SHORT, FULL CUTOFF",null,310,300,100,null,50,0.02,0.73,0.88,1,0.64239999999999997,0,1,0]
[null,null,"I - HPS 150W Type IV Very Short",485,"Generic","HPS","NA","TYPE IV, VERY SHORT, FULL CUTOFF",null,289,300,100,null,50,0.02,0.73,0.88,1,0.64239999999999997,0,1,0]
[null,null,"J - HPS 250W Type III",525,"Generic","HPS","NA",null,null,250,300,100,null,50,0.02,0.73,0.88,1,0.64239999999999997,0,1,0]
[null,null,"K - HPS 250W Type III",559,"Generic","HPS","NA","TYPE III, MEDIUM, FULL CUTOFF",null,297,300,100,null,50,0.02,0.73,0.88,1,0.64239999999999997,0,1,0]
[null,null,"L - HPS 400W Type III",591,"Generic","HPS","NA",null,null,400,300,100,null,50,0.02,0.73,0.88,1,0.64239999999999997,0,1,0]
[null,null,"M - HPS 400W Type III Med",623,"Generic","HPS","NA","TYPE III, MEDIUM, CUTOFF",null,465,300,100,null,50,0.02,0.73,0.88,1,0.64239999999999997,0,1,0]
[null,null,"N - MH 70W MH",706,"Generic","MH","NA",null,null,84,300,100,null,50,0.02,0.73,0.88,1,0.64239999999999997,0,1,0]
[null,null,"O - MH 90W Type II Short",735,"Generic","MH","NA","TYPE II, SHORT, FULL CUTOFF",null,98,300,100,null,50,0.02,0.73,0.88,1,0.64239999999999997,0,1,0]
[null,null,"P - MH 140W Type II Short",775,"Generic","MH","NA","TYPE II, SHORT, SEMICUTOFF",null,154,300,100,null,50,0.02,0.73,0.88,1,0.64239999999999997,0,1,0]
[null,null,"Q - MH 150W MH",815,"Generic","MH","NA",null,null,168,300,100,null,50,0.02,0.73,0.88,1,0.64239999999999997,0,1,0]
[null,null,"R - MH 150W Type IV",844,"Generic","MH","NA",null,null,185,300,100,null,50,0.02,0.73,0.88,1,0.64239999999999997,0,1,0]
[null,null,"S - MH 150W Type IV",876,"Generic","MH","NA",null,null,185,300,100,null,50,0.02,0.73,0.88,1,0.64239999999999997,0,1,0]
[null,null,"T - MH 150W Type IV Very Short",908,"Generic","MH","NA","TYPE IV, VERY SHORT, FULL CUTOFF",null,282,300,100,null,50,0.02,0.73,0.88,1,0.64239999999999997,0,1,0]
[null,null,"U - MH 175W Type II Short",948,"Generic","MH","NA","TYPE II, SHORT, CUTOFF",null,214,300,100,null,50,0.02,0.73,0.88,1,0.64239999999999997,0,1,0]
[null,null,"V - MH 175W Type IV",1031,"Generic","MH","NA",null,null,175,300,100,null,50,0.02,0.73,0.88,1,0.64239999999999997,0,1,0]
[null,null,"W - MH 400W Type II",1063,"Generic","MH","NA",null,null,400,300,100,null,50,0.02,0.73,0.88,1,0.64239999999999997,0,1,0]
[null,null,"X - MH 400W Type II Med",1095,"Generic","MH","NA","TYPE II, MEDIUM, CUTOFF",null,442,300,100,null,50,0.02,0.73,0.88,1,0.64239999999999997,0,1,0]
[null,null,"Y - MH 400W Type IV Very Short",1135,"Generic","MH","NA","TYPE IV, VERY SHORT, FULL CUTOFF",null,462,300,100,null,50,0.02,0.73,0.88,1,0.64239999999999997,0,1,0]
[null,null,"AF - LED 41W Type III",1301,"Generic","LED","NA","TYPE II, VERY SHORT",null,41,500,100,null,25,0.02,0.7,0.88,1,0.61599999999999999,0,1,0]
[null,null,"AG - LED 51W Type III",1348,"Generic","LED","NA",null,null,51,500,100,null,25,0.02,0.7,0.88,1,0.61599999999999999,0,1,0]
[null,null,"AJ - LED 54W Type III",1379,"Generic","LED","NA",null,null,54,500,100,null,25,0.02,0.7,0.88,1,0.61599999999999999,0,1,0]
[null,null,"AH - LED 73W Type III",1410,"Generic","LED","NA",null,null,73,500,100,null,25,0.02,0.7,0.88,1,0.61599999999999999,0,1,0]
[null,null,"AK - LED 77W Type III",1442,"Generic","LED","NA",null,null,77,500,100,null,25,0.02,0.7,0.88,1,0.61599999999999999,0,1,0]
[null,null,"AL - LED 124W Type III",1473,"Generic","LED","NA",null,null,124,500,100,null,25,0.02,0.7,0.88,1,0.61599999999999999,0,1,0]
[null,null,"AA - LED 191W Type II",{"$f":"MATCH(C70,FxLib_names,0)-1","v":1505},"Generic","LED","NA","TYPE II, SHORT",null,191,500,100,null,25,0.02,0.7,0.88,1,0.61599999999999999,0,1,0]
[null,null,"AB - LED 196W Type II",1552,"Generic","LED","NA","TYPE II, SHORT",null,196,500,100,null,25,0.02,0.7,0.88,1,0.61599999999999999,0,1,0]
[null,null,"AC - LED 216W Type II",1707,"Generic","LED","NA","TYPE II, MEDIUM",null,216,500,100,null,25,0.02,0.7,0.88,1,0.61599999999999999,0,1,0]
[null,null,"AD - LED 217W Type II",1754,"Generic","LED","NA","TYPE II, MEDIUM",null,217,500,100,null,25,0.02,0.7,0.88,1,0.61599999999999999,0,1,0]
[null,null,"AE - LED 238W Type III",1801,"Generic","LED","NA","TYPE III, SHORT",null,238,500,100,null,25,0.02,0.7,0.88,1,0.61599999999999999,0,1,0]
[null,null,"VENUS 90 W Metro White.ies",{"$f":"MATCH(C75,FxLib_names,0)-1","v":1956},null,"LED",null,null,null,97.01,500,100,0,25,0.02,0.7,0.88,1,{"$f":"Q75*P75*R75","v":0.61599999999999999},0,1,0]

{"sheet":"Costs","index":6,"n_rows":143,"n_cols":8,"rows_kept":143,"cut":false,"hidden":false,"merged":[[13,1,13,7],[6,1,6,7]]}
[]
[null,{"$f":"Start!D2","v":"SEAD Street Lighting Tool v1.8.1"}]
[]
[]
[]
[null,{"$f":"Translation!B570","v":"General Costs"}]
[null,{"$f":"Translation!B572","v":"The tool performs several types of cost analysis. First, it will calculate the simple payback of each upgrade compared to the baseline using using the assumptions below but ignoring inflation and discount rates. It will also calculate the net present value and the percent return on investment in each year of the investment, this time including inflation and discount. "}]
[null,{"$f":"Translation!B114","v":"Operating hours"},null,{"$f":"Translation!B107","v":"Default 4380 assumes 12 hours per day"}]
[null,{"$f":"Translation!B108","v":"Energy Cost ($/kWh)"},null,"?"]
[null,{"$f":"Translation!B370","v":"Energy Inflation Rate (%/year)"},null,"?"]
[null,{"$f":"Translation!B257","v":"Discount Rate"},null,"?"]
[]
[null,{"$f":"Translation!B571","v":"Fixture Costs"}]
[null,{"$f":"Translation!B559","v":"The fixtures below are those that have been selected for analysis in the previous step. Review the cost assumptions in the table; however if you have any edits you should make them to the larger table in the previous step (3: Choose Fixtures). "}]
[]
[null,{"$f":"Fixtures!C36","v":"Fixture Name"},{"$f":"FixtureData!G17","v":"Watts"},{"$f":"FixtureData!K17","v":"Equipment Cost ($/fixture)"},{"$f":"FixtureData!L17","v":"Installation Cost ($/fixture)"},{"$f":"FixtureData!M17","v":"One-time Rebate or Subsidy ($/fixture)"},{"$f":"FixtureData!N17","v":"Annual Maintenance Cost ($/year)"},{"$f":"FixtureData!O17","v":"Maintenance inflation rate (%/year)"}]
[{"$f":"tBaseline","v":"Baseline"},{"$f":"FixtureData!B18","v":0},{"$f":"FixtureData!G18","v":"?"},{"$f":"FixtureData!K18","v":0},{"$f":"FixtureData!L18","v":0},{"$f":"FixtureData!M18","v":0},{"$f":"FixtureData!N18","v":"?"},{"$f":"FixtureData!O18","v":"?"}]
[{"$f":"tUpgrade &\" \" & ROW($A18)- ROW($A$17)","v":"Upgrade 1"},{"$f":"IFERROR(\n INDEX(FixtureNames,\n  SMALL(\n   IF(\n    FixtureInclude=\"x\",\n    ROW(FixtureNames)-ROW(Fixtures!$B$36)\n   ),\n   ROWS(B$17:B17)\n  )\n ),\"\")","v":""},{"$f":"IFERROR(\n INDEX(FixtureWatts,\n  SMALL(\n   IF(\n    FixtureInclude=\"x\",\n    ROW(FixtureWatts)-ROW(Fixtures!$B$36)\n   ),\n   ROWS(C$17:C17)\n  )\n ),\"\")","v":""},{"$f":"IFERROR(\n INDEX(FixtureEqCosts,\n  SMALL(\n   IF(\n    FixtureInclude=\"x\",\n    ROW(FixtureEqCosts)-ROW(Fixtures!$B$36)\n   ),\n   ROWS(D$17:D17)\n  )\n ),\"\")","v":""},{"$f":"IFERROR(\n INDEX(FixtureInstCosts,\n  SMALL(\n   IF(\n    FixtureInclude=\"x\",\n    ROW(FixtureInstCosts)-ROW(Fixtures!$B$36)\n   ),\n   ROWS(E$17:E17)\n  )\n ),\"\")","v":""},{"$f":"IFERROR(\n INDEX(FixtureRebCosts,\n  SMALL(\n   IF(\n    FixtureInclude=\"x\",\n    ROW(FixtureRebCosts)-ROW(Fixtures!$B$36)\n   ),\n   ROWS(F$17:F17)\n  )\n ),\"\")","v":""},{"$f":"IFERROR(\n INDEX(FixtureMaintCosts,\n  SMALL(\n   IF(\n    FixtureInclude=\"x\",\n    ROW(FixtureMaintCosts)-ROW(Fixtures!$B$36)\n   ),\n   ROWS(G$17:G17)\n  )\n ),\"\")","v":""},{"$f":"IFERROR(\n INDEX(FixtureMaintInf,\n  SMALL(\n   IF(\n    FixtureInclude=\"x\",\n    ROW(FixtureMaintInf)-ROW(Fixtures!$B$36)\n   ),\n   ROWS(H$17:H17)\n  )\n ),\"\")","v":""}]
["Upgrade 2",{"$f":"IFERROR(\n INDEX(FixtureNames,\n  SMALL(\n   IF(\n    FixtureInclude=\"x\",\n    ROW(FixtureNames)-ROW(Fixtures!$B$36)\n   ),\n   ROWS(B$17:B18)\n  )\n ),\"\")","v":""},{"$f":"IFERROR(\n INDEX(FixtureWatts,\n  SMALL(\n   IF(\n    FixtureInclude=\"x\",\n    ROW(FixtureWatts)-ROW(Fixtures!$B$36)\n   ),\n   ROWS(C$17:C18)\n  )\n ),\"\")","v":""},{"$f":"IFERROR(\n INDEX(FixtureEqCosts,\n  SMALL(\n   IF(\n    FixtureInclude=\"x\",\n    ROW(FixtureEqCosts)-ROW(Fixtures!$B$36)\n   ),\n   ROWS(D$17:D18)\n  )\n ),\"\")","v":""},{"$f":"IFERROR(\n INDEX(FixtureInstCosts,\n  SMALL(\n   IF(\n    FixtureInclude=\"x\",\n    ROW(FixtureInstCosts)-ROW(Fixtures!$B$36)\n   ),\n   ROWS(E$17:E18)\n  )\n ),\"\")","v":""},{"$f":"IFERROR(\n INDEX(FixtureRebCosts,\n  SMALL(\n   IF(\n    FixtureInclude=\"x\",\n    ROW(FixtureRebCosts)-ROW(Fixtures!$B$36)\n   ),\n   ROWS(F$17:F18)\n  )\n ),\"\")","v":""},{"$f":"IFERROR(\n INDEX(FixtureMaintCosts,\n  SMALL(\n   IF(\n    FixtureInclude=\"x\",\n    ROW(FixtureMaintCosts)-ROW(Fixtures!$B$36)\n   ),\n   ROWS(G$17:G18)\n  )\n ),\"\")","v":""},{"$f":"IFERROR(\n INDEX(FixtureMaintInf,\n  SMALL(\n   IF(\n    FixtureInclude=\"x\",\n    ROW(FixtureMaintInf)-ROW(Fixtures!$B$36)\n   ),\n   ROWS(H$17:H18)\n  )\n ),\"\")","v":""}]
["Upgrade 3",{"$f":"IFERROR(\n INDEX(FixtureNames,\n  SMALL(\n   IF(\n    FixtureInclude=\"x\",\n    ROW(FixtureNames)-ROW(Fixtures!$B$36)\n   ),\n   ROWS(B$17:B19)\n  )\n ),\"\")","v":""},{"$f":"IFERROR(\n INDEX(FixtureWatts,\n  SMALL(\n   IF(\n    FixtureInclude=\"x\",\n    ROW(FixtureWatts)-ROW(Fixtures!$B$36)\n   ),\n   ROWS(C$17:C19)\n  )\n ),\"\")","v":""},{"$f":"IFERROR(\n INDEX(FixtureEqCosts,\n  SMALL(\n   IF(\n    FixtureInclude=\"x\",\n    ROW(FixtureEqCosts)-ROW(Fixtures!$B$36)\n   ),\n   ROWS(D$17:D19)\n  )\n ),\"\")","v":""},{"$f":"IFERROR(\n INDEX(FixtureInstCosts,\n  SMALL(\n   IF(\n    FixtureInclude=\"x\",\n    ROW(FixtureInstCosts)-ROW(Fixtures!$B$36)\n   ),\n   ROWS(E$17:E19)\n  )\n ),\"\")","v":""},{"$f":"IFERROR(\n INDEX(FixtureRebCosts,\n  SMALL(\n   IF(\n    FixtureInclude=\"x\",\n    ROW(FixtureRebCosts)-ROW(Fixtures!$B$36)\n   ),\n   ROWS(F$17:F19)\n  )\n ),\"\")","v":""},{"$f":"IFERROR(\n INDEX(FixtureMaintCosts,\n  SMALL(\n   IF(\n    FixtureInclude=\"x\",\n    ROW(FixtureMaintCosts)-ROW(Fixtures!$B$36)\n   ),\n   ROWS(G$17:G19)\n  )\n ),\"\")","v":""},{"$f":"IFERROR(\n INDEX(FixtureMaintInf,\n  SMALL(\n   IF(\n    FixtureInclude=\"x\",\n    ROW(FixtureMaintInf)-ROW(Fixtures!$B$36)\n   ),\n   ROWS(H$17:H19)\n  )\n ),\"\")","v":""}]
["Upgrade 4",{"$f":"IFERROR(\n INDEX(FixtureNames,\n  SMALL(\n   IF(\n    FixtureInclude=\"x\",\n    ROW(FixtureNames)-ROW(Fixtures!$B$36)\n   ),\n   ROWS(B$17:B20)\n  )\n ),\"\")","v":""},{"$f":"IFERROR(\n INDEX(FixtureWatts,\n  SMALL(\n   IF(\n    FixtureInclude=\"x\",\n    ROW(FixtureWatts)-ROW(Fixtures!$B$36)\n   ),\n   ROWS(C$17:C20)\n  )\n ),\"\")","v":""},{"$f":"IFERROR(\n INDEX(FixtureEqCosts,\n  SMALL(\n   IF(\n    FixtureInclude=\"x\",\n    ROW(FixtureEqCosts)-ROW(Fixtures!$B$36)\n   ),\n   ROWS(D$17:D20)\n  )\n ),\"\")","v":""},{"$f":"IFERROR(\n INDEX(FixtureInstCosts,\n  SMALL(\n   IF(\n    FixtureInclude=\"x\",\n    ROW(FixtureInstCosts)-ROW(Fixtures!$B$36)\n   ),\n   ROWS(E$17:E20)\n  )\n ),\"\")","v":""},{"$f":"IFERROR(\n INDEX(FixtureRebCosts,\n  SMALL(\n   IF(\n    FixtureInclude=\"x\",\n    ROW(FixtureRebCosts)-ROW(Fixtures!$B$36)\n   ),\n   ROWS(F$17:F20)\n  )\n ),\"\")","v":""},{"$f":"IFERROR(\n INDEX(FixtureMaintCosts,\n  SMALL(\n   IF(\n    FixtureInclude=\"x\",\n    ROW(FixtureMaintCosts)-ROW(Fixtures!$B$36)\n   ),\n   ROWS(G$17:G20)\n  )\n ),\"\")","v":""},{"$f":"IFERROR(\n INDEX(FixtureMaintInf,\n  SMALL(\n   IF(\n    FixtureInclude=\"x\",\n    ROW(FixtureMaintInf)-ROW(Fixtures!$B$36)\n   ),\n   ROWS(H$17:H20)\n  )\n ),\"\")","v":""}]
["Upgrade 5",{"$f":"IFERROR(\n INDEX(FixtureNames,\n  SMALL(\n   IF(\n    FixtureInclude=\"x\",\n    ROW(FixtureNames)-ROW(Fixtures!$B$36)\n   ),\n   ROWS(B$17:B21)\n  )\n ),\"\")","v":""},{"$f":"IFERROR(\n INDEX(FixtureWatts,\n  SMALL(\n   IF(\n    FixtureInclude=\"x\",\n    ROW(FixtureWatts)-ROW(Fixtures!$B$36)\n   ),\n   ROWS(C$17:C21)\n  )\n ),\"\")","v":""},{"$f":"IFERROR(\n INDEX(FixtureEqCosts,\n  SMALL(\n   IF(\n    FixtureInclude=\"x\",\n    ROW(FixtureEqCosts)-ROW(Fixtures!$B$36)\n   ),\n   ROWS(D$17:D21)\n  )\n ),\"\")","v":""},{"$f":"IFERROR(\n INDEX(FixtureInstCosts,\n  SMALL(\n   IF(\n    FixtureInclude=\"x\",\n    ROW(FixtureInstCosts)-ROW(Fixtures!$B$36)\n   ),\n   ROWS(E$17:E21)\n  )\n ),\"\")","v":""},{"$f":"IFERROR(\n INDEX(FixtureRebCosts,\n  SMALL(\n   IF(\n    FixtureInclude=\"x\",\n    ROW(FixtureRebCosts)-ROW(Fixtures!$B$36)\n   ),\n   ROWS(F$17:F21)\n  )\n ),\"\")","v":""},{"$f":"IFERROR(\n INDEX(FixtureMaintCosts,\n  SMALL(\n   IF(\n    FixtureInclude=\"x\",\n    ROW(FixtureMaintCosts)-ROW(Fixtures!$B$36)\n   ),\n   ROWS(G$17:G21)\n  )\n ),\"\")","v":""},{"$f":"IFERROR(\n INDEX(FixtureMaintInf,\n  SMALL(\n   IF(\n    FixtureInclude=\"x\",\n    ROW(FixtureMaintInf)-ROW(Fixtures!$B$36)\n   ),\n   ROWS(H$17:H21)\n  )\n ),\"\")","v":""}]
["Upgrade 6",{"$f":"IFERROR(\n INDEX(FixtureNames,\n  SMALL(\n   IF(\n    FixtureInclude=\"x\",\n    ROW(FixtureNames)-ROW(Fixtures!$B$36)\n   ),\n   ROWS(B$17:B22)\n  )\n ),\"\")","v":""},{"$f":"IFERROR(\n INDEX(FixtureWatts,\n  SMALL(\n   IF(\n    FixtureInclude=\"x\",\n    ROW(FixtureWatts)-ROW(Fixtures!$B$36)\n   ),\n   ROWS(C$17:C22)\n  )\n ),\"\")","v":""},{"$f":"IFERROR(\n INDEX(FixtureEqCosts,\n  SMALL(\n   IF(\n    FixtureInclude=\"x\",\n    ROW(FixtureEqCosts)-ROW(Fixtures!$B$36)\n   ),\n   ROWS(D$17:D22)\n  )\n ),\"\")","v":""},{"$f":"IFERROR(\n INDEX(FixtureInstCosts,\n  SMALL(\n   IF(\n    FixtureInclude=\"x\",\n    ROW(FixtureInstCosts)-ROW(Fixtures!$B$36)\n   ),\n   ROWS(E$17:E22)\n  )\n ),\"\")","v":""},{"$f":"IFERROR(\n INDEX(FixtureRebCosts,\n  SMALL(\n   IF(\n    FixtureInclude=\"x\",\n    ROW(FixtureRebCosts)-ROW(Fixtures!$B$36)\n   ),\n   ROWS(F$17:F22)\n  )\n ),\"\")","v":""},{"$f":"IFERROR(\n INDEX(FixtureMaintCosts,\n  SMALL(\n   IF(\n    FixtureInclude=\"x\",\n    ROW(FixtureMaintCosts)-ROW(Fixtures!$B$36)\n   ),\n   ROWS(G$17:G22)\n  )\n ),\"\")","v":""},{"$f":"IFERROR(\n INDEX(FixtureMaintInf,\n  SMALL(\n   IF(\n    FixtureInclude=\"x\",\n    ROW(FixtureMaintInf)-ROW(Fixtures!$B$36)\n   ),\n   ROWS(H$17:H22)\n  )\n ),\"\")","v":""}]
["Upgrade 7",{"$f":"IFERROR(\n INDEX(FixtureNames,\n  SMALL(\n   IF(\n    FixtureInclude=\"x\",\n    ROW(FixtureNames)-ROW(Fixtures!$B$36)\n   ),\n   ROWS(B$17:B23)\n  )\n ),\"\")","v":""},{"$f":"IFERROR(\n INDEX(FixtureWatts,\n  SMALL(\n   IF(\n    FixtureInclude=\"x\",\n    ROW(FixtureWatts)-ROW(Fixtures!$B$36)\n   ),\n   ROWS(C$17:C23)\n  )\n ),\"\")","v":""},{"$f":"IFERROR(\n INDEX(FixtureEqCosts,\n  SMALL(\n   IF(\n    FixtureInclude=\"x\",\n    ROW(FixtureEqCosts)-ROW(Fixtures!$B$36)\n   ),\n   ROWS(D$17:D23)\n  )\n ),\"\")","v":""},{"$f":"IFERROR(\n INDEX(FixtureInstCosts,\n  SMALL(\n   IF(\n    FixtureInclude=\"x\",\n    ROW(FixtureInstCosts)-ROW(Fixtures!$B$36)\n   ),\n   ROWS(E$17:E23)\n  )\n ),\"\")","v":""},{"$f":"IFERROR(\n INDEX(FixtureRebCosts,\n  SMALL(\n   IF(\n    FixtureInclude=\"x\",\n    ROW(FixtureRebCosts)-ROW(Fixtures!$B$36)\n   ),\n   ROWS(F$17:F23)\n  )\n ),\"\")","v":""},{"$f":"IFERROR(\n INDEX(FixtureMaintCosts,\n  SMALL(\n   IF(\n    FixtureInclude=\"x\",\n    ROW(FixtureMaintCosts)-ROW(Fixtures!$B$36)\n   ),\n   ROWS(G$17:G23)\n  )\n ),\"\")","v":""},{"$f":"IFERROR(\n INDEX(FixtureMaintInf,\n  SMALL(\n   IF(\n    FixtureInclude=\"x\",\n    ROW(FixtureMaintInf)-ROW(Fixtures!$B$36)\n   ),\n   ROWS(H$17:H23)\n  )\n ),\"\")","v":""}]
["Upgrade 8",{"$f":"IFERROR(\n INDEX(FixtureNames,\n  SMALL(\n   IF(\n    FixtureInclude=\"x\",\n    ROW(FixtureNames)-ROW(Fixtures!$B$36)\n   ),\n   ROWS(B$17:B24)\n  )\n ),\"\")","v":""},{"$f":"IFERROR(\n INDEX(FixtureWatts,\n  SMALL(\n   IF(\n    FixtureInclude=\"x\",\n    ROW(FixtureWatts)-ROW(Fixtures!$B$36)\n   ),\n   ROWS(C$17:C24)\n  )\n ),\"\")","v":""},{"$f":"IFERROR(\n INDEX(FixtureEqCosts,\n  SMALL(\n   IF(\n    FixtureInclude=\"x\",\n    ROW(FixtureEqCosts)-ROW(Fixtures!$B$36)\n   ),\n   ROWS(D$17:D24)\n  )\n ),\"\")","v":""},{"$f":"IFERROR(\n INDEX(FixtureInstCosts,\n  SMALL(\n   IF(\n    FixtureInclude=\"x\",\n    ROW(FixtureInstCosts)-ROW(Fixtures!$B$36)\n   ),\n   ROWS(E$17:E24)\n  )\n ),\"\")","v":""},{"$f":"IFERROR(\n INDEX(FixtureRebCosts,\n  SMALL(\n   IF(\n    FixtureInclude=\"x\",\n    ROW(FixtureRebCosts)-ROW(Fixtures!$B$36)\n   ),\n   ROWS(F$17:F24)\n  )\n ),\"\")","v":""},{"$f":"IFERROR(\n INDEX(FixtureMaintCosts,\n  SMALL(\n   IF(\n    FixtureInclude=\"x\",\n    ROW(FixtureMaintCosts)-ROW(Fixtures!$B$36)\n   ),\n   ROWS(G$17:G24)\n  )\n ),\"\")","v":""},{"$f":"IFERROR(\n INDEX(FixtureMaintInf,\n  SMALL(\n   IF(\n    FixtureInclude=\"x\",\n    ROW(FixtureMaintInf)-ROW(Fixtures!$B$36)\n   ),\n   ROWS(H$17:H24)\n  )\n ),\"\")","v":""}]
["Upgrade 9",{"$f":"IFERROR(\n INDEX(FixtureNames,\n  SMALL(\n   IF(\n    FixtureInclude=\"x\",\n    ROW(FixtureNames)-ROW(Fixtures!$B$36)\n   ),\n   ROWS(B$17:B25)\n  )\n ),\"\")","v":""},{"$f":"IFERROR(\n INDEX(FixtureWatts,\n  SMALL(\n   IF(\n    FixtureInclude=\"x\",\n    ROW(FixtureWatts)-ROW(Fixtures!$B$36)\n   ),\n   ROWS(C$17:C25)\n  )\n ),\"\")","v":""},{"$f":"IFERROR(\n INDEX(FixtureEqCosts,\n  SMALL(\n   IF(\n    FixtureInclude=\"x\",\n    ROW(FixtureEqCosts)-ROW(Fixtures!$B$36)\n   ),\n   ROWS(D$17:D25)\n  )\n ),\"\")","v":""},{"$f":"IFERROR(\n INDEX(FixtureInstCosts,\n  SMALL(\n   IF(\n    FixtureInclude=\"x\",\n    ROW(FixtureInstCosts)-ROW(Fixtures!$B$36)\n   ),\n   ROWS(E$17:E25)\n  )\n ),\"\")","v":""},{"$f":"IFERROR(\n INDEX(FixtureRebCosts,\n  SMALL(\n   IF(\n    FixtureInclude=\"x\",\n    ROW(FixtureRebCosts)-ROW(Fixtures!$B$36)\n   ),\n   ROWS(F$17:F25)\n  )\n ),\"\")","v":""},{"$f":"IFERROR(\n INDEX(FixtureMaintCosts,\n  SMALL(\n   IF(\n    FixtureInclude=\"x\",\n    ROW(FixtureMaintCosts)-ROW(Fixtures!$B$36)\n   ),\n   ROWS(G$17:G25)\n  )\n ),\"\")","v":""},{"$f":"IFERROR(\n INDEX(FixtureMaintInf,\n  SMALL(\n   IF(\n    FixtureInclude=\"x\",\n    ROW(FixtureMaintInf)-ROW(Fixtures!$B$36)\n   ),\n   ROWS(H$17:H25)\n  )\n ),\"\")","v":""}]
["Upgrade 10",{"$f":"IFERROR(\n INDEX(FixtureNames,\n  SMALL(\n   IF(\n    FixtureInclude=\"x\",\n    ROW(FixtureNames)-ROW(Fixtures!$B$36)\n   ),\n   ROWS(B$17:B26)\n  )\n ),\"\")","v":""},{"$f":"IFERROR(\n INDEX(FixtureWatts,\n  SMALL(\n   IF(\n    FixtureInclude=\"x\",\n    ROW(FixtureWatts)-ROW(Fixtures!$B$36)\n   ),\n   ROWS(C$17:C26)\n  )\n ),\"\")","v":""},{"$f":"IFERROR(\n INDEX(FixtureEqCosts,\n  SMALL(\n   IF(\n    FixtureInclude=\"x\",\n    ROW(FixtureEqCosts)-ROW(Fixtures!$B$36)\n   ),\n   ROWS(D$17:D26)\n  )\n ),\"\")","v":""},{"$f":"IFERROR(\n INDEX(FixtureInstCosts,\n  SMALL(\n   IF(\n    FixtureInclude=\"x\",\n    ROW(FixtureInstCosts)-ROW(Fixtures!$B$36)\n   ),\n   ROWS(E$17:E26)\n  )\n ),\"\")","v":""},{"$f":"IFERROR(\n INDEX(FixtureRebCosts,\n  SMALL(\n   IF(\n    FixtureInclude=\"x\",\n    ROW(FixtureRebCosts)-ROW(Fixtures!$B$36)\n   ),\n   ROWS(F$17:F26)\n  )\n ),\"\")","v":""},{"$f":"IFERROR(\n INDEX(FixtureMaintCosts,\n  SMALL(\n   IF(\n    FixtureInclude=\"x\",\n    ROW(FixtureMaintCosts)-ROW(Fixtures!$B$36)\n   ),\n   ROWS(G$17:G26)\n  )\n ),\"\")","v":""},{"$f":"IFERROR(\n INDEX(FixtureMaintInf,\n  SMALL(\n   IF(\n    FixtureInclude=\"x\",\n    ROW(FixtureMaintInf)-ROW(Fixtures!$B$36)\n   ),\n   ROWS(H$17:H26)\n  )\n ),\"\")","v":""}]
["Upgrade 11",{"$f":"IFERROR(\n INDEX(FixtureNames,\n  SMALL(\n   IF(\n    FixtureInclude=\"x\",\n    ROW(FixtureNames)-ROW(Fixtures!$B$36)\n   ),\n   ROWS(B$17:B27)\n  )\n ),\"\")","v":""},{"$f":"IFERROR(\n INDEX(FixtureWatts,\n  SMALL(\n   IF(\n    FixtureInclude=\"x\",\n    ROW(FixtureWatts)-ROW(Fixtures!$B$36)\n   ),\n   ROWS(C$17:C27)\n  )\n ),\"\")","v":""},{"$f":"IFERROR(\n INDEX(FixtureEqCosts,\n  SMALL(\n   IF(\n    FixtureInclude=\"x\",\n    ROW(FixtureEqCosts)-ROW(Fixtures!$B$36)\n   ),\n   ROWS(D$17:D27)\n  )\n ),\"\")","v":""},{"$f":"IFERROR(\n INDEX(FixtureInstCosts,\n  SMALL(\n   IF(\n    FixtureInclude=\"x\",\n    ROW(FixtureInstCosts)-ROW(Fixtures!$B$36)\n   ),\n   ROWS(E$17:E27)\n  )\n ),\"\")","v":""},{"$f":"IFERROR(\n INDEX(FixtureRebCosts,\n  SMALL(\n   IF(\n    FixtureInclude=\"x\",\n    ROW(FixtureRebCosts)-ROW(Fixtures!$B$36)\n   ),\n   ROWS(F$17:F27)\n  )\n ),\"\")","v":""},{"$f":"IFERROR(\n INDEX(FixtureMaintCosts,\n  SMALL(\n   IF(\n    FixtureInclude=\"x\",\n    ROW(FixtureMaintCosts)-ROW(Fixtures!$B$36)\n   ),\n   ROWS(G$17:G27)\n  )\n ),\"\")","v":""},{"$f":"IFERROR(\n INDEX(FixtureMaintInf,\n  SMALL(\n   IF(\n    FixtureInclude=\"x\",\n    ROW(FixtureMaintInf)-ROW(Fixtures!$B$36)\n   ),\n   ROWS(H$17:H27)\n  )\n ),\"\")","v":""}]
["Upgrade 12",{"$f":"IFERROR(\n INDEX(FixtureNames,\n  SMALL(\n   IF(\n    FixtureInclude=\"x\",\n    ROW(FixtureNames)-ROW(Fixtures!$B$36)\n   ),\n   ROWS(B$17:B28)\n  )\n ),\"\")","v":""},{"$f":"IFERROR(\n INDEX(FixtureWatts,\n  SMALL(\n   IF(\n    FixtureInclude=\"x\",\n    ROW(FixtureWatts)-ROW(Fixtures!$B$36)\n   ),\n   ROWS(C$17:C28)\n  )\n ),\"\")","v":""},{"$f":"IFERROR(\n INDEX(FixtureEqCosts,\n  SMALL(\n   IF(\n    FixtureInclude=\"x\",\n    ROW(FixtureEqCosts)-ROW(Fixtures!$B$36)\n   ),\n   ROWS(D$17:D28)\n  )\n ),\"\")","v":""},{"$f":"IFERROR(\n INDEX(FixtureInstCosts,\n  SMALL(\n   IF(\n    FixtureInclude=\"x\",\n    ROW(FixtureInstCosts)-ROW(Fixtures!$B$36)\n   ),\n   ROWS(E$17:E28)\n  )\n ),\"\")","v":""},{"$f":"IFERROR(\n INDEX(FixtureRebCosts,\n  SMALL(\n   IF(\n    FixtureInclude=\"x\",\n    ROW(FixtureRebCosts)-ROW(Fixtures!$B$36)\n   ),\n   ROWS(F$17:F28)\n  )\n ),\"\")","v":""},{"$f":"IFERROR(\n INDEX(FixtureMaintCosts,\n  SMALL(\n   IF(\n    FixtureInclude=\"x\",\n    ROW(FixtureMaintCosts)-ROW(Fixtures!$B$36)\n   ),\n   ROWS(G$17:G28)\n  )\n ),\"\")","v":""},{"$f":"IFERROR(\n INDEX(FixtureMaintInf,\n  SMALL(\n   IF(\n    FixtureInclude=\"x\",\n    ROW(FixtureMaintInf)-ROW(Fixtures!$B$36)\n   ),\n   ROWS(H$17:H28)\n  )\n ),\"\")","v":""}]
["Upgrade 13",{"$f":"IFERROR(\n INDEX(FixtureNames,\n  SMALL(\n   IF(\n    FixtureInclude=\"x\",\n    ROW(FixtureNames)-ROW(Fixtures!$B$36)\n   ),\n   ROWS(B$17:B29)\n  )\n ),\"\")","v":""},{"$f":"IFERROR(\n INDEX(FixtureWatts,\n  SMALL(\n   IF(\n    FixtureInclude=\"x\",\n    ROW(FixtureWatts)-ROW(Fixtures!$B$36)\n   ),\n   ROWS(C$17:C29)\n  )\n ),\"\")","v":""},{"$f":"IFERROR(\n INDEX(FixtureEqCosts,\n  SMALL(\n   IF(\n    FixtureInclude=\"x\",\n    ROW(FixtureEqCosts)-ROW(Fixtures!$B$36)\n   ),\n   ROWS(D$17:D29)\n  )\n ),\"\")","v":""},{"$f":"IFERROR(\n INDEX(FixtureInstCosts,\n  SMALL(\n   IF(\n    FixtureInclude=\"x\",\n    ROW(FixtureInstCosts)-ROW(Fixtures!$B$36)\n   ),\n   ROWS(E$17:E29)\n  )\n ),\"\")","v":""},{"$f":"IFERROR(\n INDEX(FixtureRebCosts,\n  SMALL(\n   IF(\n    FixtureInclude=\"x\",\n    ROW(FixtureRebCosts)-ROW(Fixtures!$B$36)\n   ),\n   ROWS(F$17:F29)\n  )\n ),\"\")","v":""},{"$f":"IFERROR(\n INDEX(FixtureMaintCosts,\n  SMALL(\n   IF(\n    FixtureInclude=\"x\",\n    ROW(FixtureMaintCosts)-ROW(Fixtures!$B$36)\n   ),\n   ROWS(G$17:G29)\n  )\n ),\"\")","v":""},{"$f":"IFERROR(\n INDEX(FixtureMaintInf,\n  SMALL(\n   IF(\n    FixtureInclude=\"x\",\n    ROW(FixtureMaintInf)-ROW(Fixtures!$B$36)\n   ),\n   ROWS(H$17:H29)\n  )\n ),\"\")","v":""}]
["Upgrade 14",{"$f":"IFERROR(\n INDEX(FixtureNames,\n  SMALL(\n   IF(\n    FixtureInclude=\"x\",\n    ROW(FixtureNames)-ROW(Fixtures!$B$36)\n   ),\n   ROWS(B$17:B30)\n  )\n ),\"\")","v":""},{"$f":"IFERROR(\n INDEX(FixtureWatts,\n  SMALL(\n   IF(\n    FixtureInclude=\"x\",\n    ROW(FixtureWatts)-ROW(Fixtures!$B$36)\n   ),\n   ROWS(C$17:C30)\n  )\n ),\"\")","v":""},{"$f":"IFERROR(\n INDEX(FixtureEqCosts,\n  SMALL(\n   IF(\n    FixtureInclude=\"x\",\n    ROW(FixtureEqCosts)-ROW(Fixtures!$B$36)\n   ),\n   ROWS(D$17:D30)\n  )\n ),\"\")","v":""},{"$f":"IFERROR(\n INDEX(FixtureInstCosts,\n  SMALL(\n   IF(\n    FixtureInclude=\"x\",\n    ROW(FixtureInstCosts)-ROW(Fixtures!$B$36)\n   ),\n   ROWS(E$17:E30)\n  )\n ),\"\")","v":""},{"$f":"IFERROR(\n INDEX(FixtureRebCosts,\n  SMALL(\n   IF(\n    FixtureInclude=\"x\",\n    ROW(FixtureRebCosts)-ROW(Fixtures!$B$36)\n   ),\n   ROWS(F$17:F30)\n  )\n ),\"\")","v":""},{"$f":"IFERROR(\n INDEX(FixtureMaintCosts,\n  SMALL(\n   IF(\n    FixtureInclude=\"x\",\n    ROW(FixtureMaintCosts)-ROW(Fixtures!$B$36)\n   ),\n   ROWS(G$17:G30)\n  )\n ),\"\")","v":""},{"$f":"IFERROR(\n INDEX(FixtureMaintInf,\n  SMALL(\n   IF(\n    FixtureInclude=\"x\",\n    ROW(FixtureMaintInf)-ROW(Fixtures!$B$36)\n   ),\n   ROWS(H$17:H30)\n  )\n ),\"\")","v":""}]
["Upgrade 15",{"$f":"IFERROR(\n INDEX(FixtureNames,\n  SMALL(\n   IF(\n    FixtureInclude=\"x\",\n    ROW(FixtureNames)-ROW(Fixtures!$B$36)\n   ),\n   ROWS(B$17:B31)\n  )\n ),\"\")","v":""},{"$f":"IFERROR(\n INDEX(FixtureWatts,\n  SMALL(\n   IF(\n    FixtureInclude=\"x\",\n    ROW(FixtureWatts)-ROW(Fixtures!$B$36)\n   ),\n   ROWS(C$17:C31)\n  )\n ),\"\")","v":""},{"$f":"IFERROR(\n INDEX(FixtureEqCosts,\n  SMALL(\n   IF(\n    FixtureInclude=\"x\",\n    ROW(FixtureEqCosts)-ROW(Fixtures!$B$36)\n   ),\n   ROWS(D$17:D31)\n  )\n ),\"\")","v":""},{"$f":"IFERROR(\n INDEX(FixtureInstCosts,\n  SMALL(\n   IF(\n    FixtureInclude=\"x\",\n    ROW(FixtureInstCosts)-ROW(Fixtures!$B$36)\n   ),\n   ROWS(E$17:E31)\n  )\n ),\"\")","v":""},{"$f":"IFERROR(\n INDEX(FixtureRebCosts,\n  SMALL(\n   IF(\n    FixtureInclude=\"x\",\n    ROW(FixtureRebCosts)-ROW(Fixtures!$B$36)\n   ),\n   ROWS(F$17:F31)\n  )\n ),\"\")","v":""},{"$f":"IFERROR(\n INDEX(FixtureMaintCosts,\n  SMALL(\n   IF(\n    FixtureInclude=\"x\",\n    ROW(FixtureMaintCosts)-ROW(Fixtures!$B$36)\n   ),\n   ROWS(G$17:G31)\n  )\n ),\"\")","v":""},{"$f":"IFERROR(\n INDEX(FixtureMaintInf,\n  SMALL(\n   IF(\n    FixtureInclude=\"x\",\n    ROW(FixtureMaintInf)-ROW(Fixtures!$B$36)\n   ),\n   ROWS(H$17:H31)\n  )\n ),\"\")","v":""}]
["Upgrade 16",{"$f":"IFERROR(\n INDEX(FixtureNames,\n  SMALL(\n   IF(\n    FixtureInclude=\"x\",\n    ROW(FixtureNames)-ROW(Fixtures!$B$36)\n   ),\n   ROWS(B$17:B32)\n  )\n ),\"\")","v":""},{"$f":"IFERROR(\n INDEX(FixtureWatts,\n  SMALL(\n   IF(\n    FixtureInclude=\"x\",\n    ROW(FixtureWatts)-ROW(Fixtures!$B$36)\n   ),\n   ROWS(C$17:C32)\n  )\n ),\"\")","v":""},{"$f":"IFERROR(\n INDEX(FixtureEqCosts,\n  SMALL(\n   IF(\n    FixtureInclude=\"x\",\n    ROW(FixtureEqCosts)-ROW(Fixtures!$B$36)\n   ),\n   ROWS(D$17:D32)\n  )\n ),\"\")","v":""},{"$f":"IFERROR(\n INDEX(FixtureInstCosts,\n  SMALL(\n   IF(\n    FixtureInclude=\"x\",\n    ROW(FixtureInstCosts)-ROW(Fixtures!$B$36)\n   ),\n   ROWS(E$17:E32)\n  )\n ),\"\")","v":""},{"$f":"IFERROR(\n INDEX(FixtureRebCosts,\n  SMALL(\n   IF(\n    FixtureInclude=\"x\",\n    ROW(FixtureRebCosts)-ROW(Fixtures!$B$36)\n   ),\n   ROWS(F$17:F32)\n  )\n ),\"\")","v":""},{"$f":"IFERROR(\n INDEX(FixtureMaintCosts,\n  SMALL(\n   IF(\n    FixtureInclude=\"x\",\n    ROW(FixtureMaintCosts)-ROW(Fixtures!$B$36)\n   ),\n   ROWS(G$17:G32)\n  )\n ),\"\")","v":""},{"$f":"IFERROR(\n INDEX(FixtureMaintInf,\n  SMALL(\n   IF(\n    FixtureInclude=\"x\",\n    ROW(FixtureMaintInf)-ROW(Fixtures!$B$36)\n   ),\n   ROWS(H$17:H32)\n  )\n ),\"\")","v":""}]
["Upgrade 17",{"$f":"IFERROR(\n INDEX(FixtureNames,\n  SMALL(\n   IF(\n    FixtureInclude=\"x\",\n    ROW(FixtureNames)-ROW(Fixtures!$B$36)\n   ),\n   ROWS(B$17:B33)\n  )\n ),\"\")","v":""},{"$f":"IFERROR(\n INDEX(FixtureWatts,\n  SMALL(\n   IF(\n    FixtureInclude=\"x\",\n    ROW(FixtureWatts)-ROW(Fixtures!$B$36)\n   ),\n   ROWS(C$17:C33)\n  )\n ),\"\")","v":""},{"$f":"IFERROR(\n INDEX(FixtureEqCosts,\n  SMALL(\n   IF(\n    FixtureInclude=\"x\",\n    ROW(FixtureEqCosts)-ROW(Fixtures!$B$36)\n   ),\n   ROWS(D$17:D33)\n  )\n ),\"\")","v":""},{"$f":"IFERROR(\n INDEX(FixtureInstCosts,\n  SMALL(\n   IF(\n    FixtureInclude=\"x\",\n    ROW(FixtureInstCosts)-ROW(Fixtures!$B$36)\n   ),\n   ROWS(E$17:E33)\n  )\n ),\"\")","v":""},{"$f":"IFERROR(\n INDEX(FixtureRebCosts,\n  SMALL(\n   IF(\n    FixtureInclude=\"x\",\n    ROW(FixtureRebCosts)-ROW(Fixtures!$B$36)\n   ),\n   ROWS(F$17:F33)\n  )\n ),\"\")","v":""},{"$f":"IFERROR(\n INDEX(FixtureMaintCosts,\n  SMALL(\n   IF(\n    FixtureInclude=\"x\",\n    ROW(FixtureMaintCosts)-ROW(Fixtures!$B$36)\n   ),\n   ROWS(G$17:G33)\n  )\n ),\"\")","v":""},{"$f":"IFERROR(\n INDEX(FixtureMaintInf,\n  SMALL(\n   IF(\n    FixtureInclude=\"x\",\n    ROW(FixtureMaintInf)-ROW(Fixtures!$B$36)\n   ),\n   ROWS(H$17:H33)\n  )\n ),\"\")","v":""}]
["Upgrade 18",{"$f":"IFERROR(\n INDEX(FixtureNames,\n  SMALL(\n   IF(\n    FixtureInclude=\"x\",\n    ROW(FixtureNames)-ROW(Fixtures!$B$36)\n   ),\n   ROWS(B$17:B34)\n  )\n ),\"\")","v":""},{"$f":"IFERROR(\n INDEX(FixtureWatts,\n  SMALL(\n   IF(\n    FixtureInclude=\"x\",\n    ROW(FixtureWatts)-ROW(Fixtures!$B$36)\n   ),\n   ROWS(C$17:C34)\n  )\n ),\"\")","v":""},{"$f":"IFERROR(\n INDEX(FixtureEqCosts,\n  SMALL(\n   IF(\n    FixtureInclude=\"x\",\n    ROW(FixtureEqCosts)-ROW(Fixtures!$B$36)\n   ),\n   ROWS(D$17:D34)\n  )\n ),\"\")","v":""},{"$f":"IFERROR(\n INDEX(FixtureInstCosts,\n  SMALL(\n   IF(\n    FixtureInclude=\"x\",\n    ROW(FixtureInstCosts)-ROW(Fixtures!$B$36)\n   ),\n   ROWS(E$17:E34)\n  )\n ),\"\")","v":""},{"$f":"IFERROR(\n INDEX(FixtureRebCosts,\n  SMALL(\n   IF(\n    FixtureInclude=\"x\",\n    ROW(FixtureRebCosts)-ROW(Fixtures!$B$36)\n   ),\n   ROWS(F$17:F34)\n  )\n ),\"\")","v":""},{"$f":"IFERROR(\n INDEX(FixtureMaintCosts,\n  SMALL(\n   IF(\n    FixtureInclude=\"x\",\n    ROW(FixtureMaintCosts)-ROW(Fixtures!$B$36)\n   ),\n   ROWS(G$17:G34)\n  )\n ),\"\")","v":""},{"$f":"IFERROR(\n INDEX(FixtureMaintInf,\n  SMALL(\n   IF(\n    FixtureInclude=\"x\",\n    ROW(FixtureMaintInf)-ROW(Fixtures!$B$36)\n   ),\n   ROWS(H$17:H34)\n  )\n ),\"\")","v":""}]
["Upgrade 19",{"$f":"IFERROR(\n INDEX(FixtureNames,\n  SMALL(\n   IF(\n    FixtureInclude=\"x\",\n    ROW(FixtureNames)-ROW(Fixtures!$B$36)\n   ),\n   ROWS(B$17:B35)\n  )\n ),\"\")","v":""},{"$f":"IFERROR(\n INDEX(FixtureWatts,\n  SMALL(\n   IF(\n    FixtureInclude=\"x\",\n    ROW(FixtureWatts)-ROW(Fixtures!$B$36)\n   ),\n   ROWS(C$17:C35)\n  )\n ),\"\")","v":""},{"$f":"IFERROR(\n INDEX(FixtureEqCosts,\n  SMALL(\n   IF(\n    FixtureInclude=\"x\",\n    ROW(FixtureEqCosts)-ROW(Fixtures!$B$36)\n   ),\n   ROWS(D$17:D35)\n  )\n ),\"\")","v":""},{"$f":"IFERROR(\n INDEX(FixtureInstCosts,\n  SMALL(\n   IF(\n    FixtureInclude=\"x\",\n    ROW(FixtureInstCosts)-ROW(Fixtures!$B$36)\n   ),\n   ROWS(E$17:E35)\n  )\n ),\"\")","v":""},{"$f":"IFERROR(\n INDEX(FixtureRebCosts,\n  SMALL(\n   IF(\n    FixtureInclude=\"x\",\n    ROW(FixtureRebCosts)-ROW(Fixtures!$B$36)\n   ),\n   ROWS(F$17:F35)\n  )\n ),\"\")","v":""},{"$f":"IFERROR(\n INDEX(FixtureMaintCosts,\n  SMALL(\n   IF(\n    FixtureInclude=\"x\",\n    ROW(FixtureMaintCosts)-ROW(Fixtures!$B$36)\n   ),\n   ROWS(G$17:G35)\n  )\n ),\"\")","v":""},{"$f":"IFERROR(\n INDEX(FixtureMaintInf,\n  SMALL(\n   IF(\n    FixtureInclude=\"x\",\n    ROW(FixtureMaintInf)-ROW(Fixtures!$B$36)\n   ),\n   ROWS(H$17:H35)\n  )\n ),\"\")","v":""}]
["Upgrade 20",{"$f":"IFERROR(\n INDEX(FixtureNames,\n  SMALL(\n   IF(\n    FixtureInclude=\"x\",\n    ROW(FixtureNames)-ROW(Fixtures!$B$36)\n   ),\n   ROWS(B$17:B36)\n  )\n ),\"\")","v":""},{"$f":"IFERROR(\n INDEX(FixtureWatts,\n  SMALL(\n   IF(\n    FixtureInclude=\"x\",\n    ROW(FixtureWatts)-ROW(Fixtures!$B$36)\n   ),\n   ROWS(C$17:C36)\n  )\n ),\"\")","v":""},{"$f":"IFERROR(\n INDEX(FixtureEqCosts,\n  SMALL(\n   IF(\n    FixtureInclude=\"x\",\n    ROW(FixtureEqCosts)-ROW(Fixtures!$B$36)\n   ),\n   ROWS(D$17:D36)\n  )\n ),\"\")","v":""},{"$f":"IFERROR(\n INDEX(FixtureInstCosts,\n  SMALL(\n   IF(\n    FixtureInclude=\"x\",\n    ROW(FixtureInstCosts)-ROW(Fixtures!$B$36)\n   ),\n   ROWS(E$17:E36)\n  )\n ),\"\")","v":""},{"$f":"IFERROR(\n INDEX(FixtureRebCosts,\n  SMALL(\n   IF(\n    FixtureInclude=\"x\",\n    ROW(FixtureRebCosts)-ROW(Fixtures!$B$36)\n   ),\n   ROWS(F$17:F36)\n  )\n ),\"\")","v":""},{"$f":"IFERROR(\n INDEX(FixtureMaintCosts,\n  SMALL(\n   IF(\n    FixtureInclude=\"x\",\n    ROW(FixtureMaintCosts)-ROW(Fixtures!$B$36)\n   ),\n   ROWS(G$17:G36)\n  )\n ),\"\")","v":""},{"$f":"IFERROR(\n INDEX(FixtureMaintInf,\n  SMALL(\n   IF(\n    FixtureInclude=\"x\",\n    ROW(FixtureMaintInf)-ROW(Fixtures!$B$36)\n   ),\n   ROWS(H$17:H36)\n  )\n ),\"\")","v":""}]
["Upgrade 21",{"$f":"IFERROR(\n INDEX(FixtureNames,\n  SMALL(\n   IF(\n    FixtureInclude=\"x\",\n    ROW(FixtureNames)-ROW(Fixtures!$B$36)\n   ),\n   ROWS(B$17:B37)\n  )\n ),\"\")","v":""},{"$f":"IFERROR(\n INDEX(FixtureWatts,\n  SMALL(\n   IF(\n    FixtureInclude=\"x\",\n    ROW(FixtureWatts)-ROW(Fixtures!$B$36)\n   ),\n   ROWS(C$17:C37)\n  )\n ),\"\")","v":""},{"$f":"IFERROR(\n INDEX(FixtureEqCosts,\n  SMALL(\n   IF(\n    FixtureInclude=\"x\",\n    ROW(FixtureEqCosts)-ROW(Fixtures!$B$36)\n   ),\n   ROWS(D$17:D37)\n  )\n ),\"\")","v":""},{"$f":"IFERROR(\n INDEX(FixtureInstCosts,\n  SMALL(\n   IF(\n    FixtureInclude=\"x\",\n    ROW(FixtureInstCosts)-ROW(Fixtures!$B$36)\n   ),\n   ROWS(E$17:E37)\n  )\n ),\"\")","v":""},{"$f":"IFERROR(\n INDEX(FixtureRebCosts,\n  SMALL(\n   IF(\n    FixtureInclude=\"x\",\n    ROW(FixtureRebCosts)-ROW(Fixtures!$B$36)\n   ),\n   ROWS(F$17:F37)\n  )\n ),\"\")","v":""},{"$f":"IFERROR(\n INDEX(FixtureMaintCosts,\n  SMALL(\n   IF(\n    FixtureInclude=\"x\",\n    ROW(FixtureMaintCosts)-ROW(Fixtures!$B$36)\n   ),\n   ROWS(G$17:G37)\n  )\n ),\"\")","v":""},{"$f":"IFERROR(\n INDEX(FixtureMaintInf,\n  SMALL(\n   IF(\n    FixtureInclude=\"x\",\n    ROW(FixtureMaintInf)-ROW(Fixtures!$B$36)\n   ),\n   ROWS(H$17:H37)\n  )\n ),\"\")","v":""}]
["Upgrade 22",{"$f":"IFERROR(\n INDEX(FixtureNames,\n  SMALL(\n   IF(\n    FixtureInclude=\"x\",\n    ROW(FixtureNames)-ROW(Fixtures!$B$36)\n   ),\n   ROWS(B$17:B38)\n  )\n ),\"\")","v":""},{"$f":"IFERROR(\n INDEX(FixtureWatts,\n  SMALL(\n   IF(\n    FixtureInclude=\"x\",\n    ROW(FixtureWatts)-ROW(Fixtures!$B$36)\n   ),\n   ROWS(C$17:C38)\n  )\n ),\"\")","v":""},{"$f":"IFERROR(\n INDEX(FixtureEqCosts,\n  SMALL(\n   IF(\n    FixtureInclude=\"x\",\n    ROW(FixtureEqCosts)-ROW(Fixtures!$B$36)\n   ),\n   ROWS(D$17:D38)\n  )\n ),\"\")","v":""},{"$f":"IFERROR(\n INDEX(FixtureInstCosts,\n  SMALL(\n   IF(\n    FixtureInclude=\"x\",\n    ROW(FixtureInstCosts)-ROW(Fixtures!$B$36)\n   ),\n   ROWS(E$17:E38)\n  )\n ),\"\")","v":""},{"$f":"IFERROR(\n INDEX(FixtureRebCosts,\n  SMALL(\n   IF(\n    FixtureInclude=\"x\",\n    ROW(FixtureRebCosts)-ROW(Fixtures!$B$36)\n   ),\n   ROWS(F$17:F38)\n  )\n ),\"\")","v":""},{"$f":"IFERROR(\n INDEX(FixtureMaintCosts,\n  SMALL(\n   IF(\n    FixtureInclude=\"x\",\n    ROW(FixtureMaintCosts)-ROW(Fixtures!$B$36)\n   ),\n   ROWS(G$17:G38)\n  )\n ),\"\")","v":""},{"$f":"IFERROR(\n INDEX(FixtureMaintInf,\n  SMALL(\n   IF(\n    FixtureInclude=\"x\",\n    ROW(FixtureMaintInf)-ROW(Fixtures!$B$36)\n   ),\n   ROWS(H$17:H38)\n  )\n ),\"\")","v":""}]
["Upgrade 23",{"$f":"IFERROR(\n INDEX(FixtureNames,\n  SMALL(\n   IF(\n    FixtureInclude=\"x\",\n    ROW(FixtureNames)-ROW(Fixtures!$B$36)\n   ),\n   ROWS(B$17:B39)\n  )\n ),\"\")","v":""},{"$f":"IFERROR(\n INDEX(FixtureWatts,\n  SMALL(\n   IF(\n    FixtureInclude=\"x\",\n    ROW(FixtureWatts)-ROW(Fixtures!$B$36)\n   ),\n   ROWS(C$17:C39)\n  )\n ),\"\")","v":""},{"$f":"IFERROR(\n INDEX(FixtureEqCosts,\n  SMALL(\n   IF(\n    FixtureInclude=\"x\",\n    ROW(FixtureEqCosts)-ROW(Fixtures!$B$36)\n   ),\n   ROWS(D$17:D39)\n  )\n ),\"\")","v":""},{"$f":"IFERROR(\n INDEX(FixtureInstCosts,\n  SMALL(\n   IF(\n    FixtureInclude=\"x\",\n    ROW(FixtureInstCosts)-ROW(Fixtures!$B$36)\n   ),\n   ROWS(E$17:E39)\n  )\n ),\"\")","v":""},{"$f":"IFERROR(\n INDEX(FixtureRebCosts,\n  SMALL(\n   IF(\n    FixtureInclude=\"x\",\n    ROW(FixtureRebCosts)-ROW(Fixtures!$B$36)\n   ),\n   ROWS(F$17:F39)\n  )\n ),\"\")","v":""},{"$f":"IFERROR(\n INDEX(FixtureMaintCosts,\n  SMALL(\n   IF(\n    FixtureInclude=\"x\",\n    ROW(FixtureMaintCosts)-ROW(Fixtures!$B$36)\n   ),\n   ROWS(G$17:G39)\n  )\n ),\"\")","v":""},{"$f":"IFERROR(\n INDEX(FixtureMaintInf,\n  SMALL(\n   IF(\n    FixtureInclude=\"x\",\n    ROW(FixtureMaintInf)-ROW(Fixtures!$B$36)\n   ),\n   ROWS(H$17:H39)\n  )\n ),\"\")","v":""}]
["Upgrade 24",{"$f":"IFERROR(\n INDEX(FixtureNames,\n  SMALL(\n   IF(\n    FixtureInclude=\"x\",\n    ROW(FixtureNames)-ROW(Fixtures!$B$36)\n   ),\n   ROWS(B$17:B40)\n  )\n ),\"\")","v":""},{"$f":"IFERROR(\n INDEX(FixtureWatts,\n  SMALL(\n   IF(\n    FixtureInclude=\"x\",\n    ROW(FixtureWatts)-ROW(Fixtures!$B$36)\n   ),\n   ROWS(C$17:C40)\n  )\n ),\"\")","v":""},{"$f":"IFERROR(\n INDEX(FixtureEqCosts,\n  SMALL(\n   IF(\n    FixtureInclude=\"x\",\n    ROW(FixtureEqCosts)-ROW(Fixtures!$B$36)\n   ),\n   ROWS(D$17:D40)\n  )\n ),\"\")","v":""},{"$f":"IFERROR(\n INDEX(FixtureInstCosts,\n  SMALL(\n   IF(\n    FixtureInclude=\"x\",\n    ROW(FixtureInstCosts)-ROW(Fixtures!$B$36)\n   ),\n   ROWS(E$17:E40)\n  )\n ),\"\")","v":""},{"$f":"IFERROR(\n INDEX(FixtureRebCosts,\n  SMALL(\n   IF(\n    FixtureInclude=\"x\",\n    ROW(FixtureRebCosts)-ROW(Fixtures!$B$36)\n   ),\n   ROWS(F$17:F40)\n  )\n ),\"\")","v":""},{"$f":"IFERROR(\n INDEX(FixtureMaintCosts,\n  SMALL(\n   IF(\n    FixtureInclude=\"x\",\n    ROW(FixtureMaintCosts)-ROW(Fixtures!$B$36)\n   ),\n   ROWS(G$17:G40)\n  )\n ),\"\")","v":""},{"$f":"IFERROR(\n INDEX(FixtureMaintInf,\n  SMALL(\n   IF(\n    FixtureInclude=\"x\",\n    ROW(FixtureMaintInf)-ROW(Fixtures!$B$36)\n   ),\n   ROWS(H$17:H40)\n  )\n ),\"\")","v":""}]
["Upgrade 25",{"$f":"IFERROR(\n INDEX(FixtureNames,\n  SMALL(\n   IF(\n    FixtureInclude=\"x\",\n    ROW(FixtureNames)-ROW(Fixtures!$B$36)\n   ),\n   ROWS(B$17:B41)\n  )\n ),\"\")","v":""},{"$f":"IFERROR(\n INDEX(FixtureWatts,\n  SMALL(\n   IF(\n    FixtureInclude=\"x\",\n    ROW(FixtureWatts)-ROW(Fixtures!$B$36)\n   ),\n   ROWS(C$17:C41)\n  )\n ),\"\")","v":""},{"$f":"IFERROR(\n INDEX(FixtureEqCosts,\n  SMALL(\n   IF(\n    FixtureInclude=\"x\",\n    ROW(FixtureEqCosts)-ROW(Fixtures!$B$36)\n   ),\n   ROWS(D$17:D41)\n  )\n ),\"\")","v":""},{"$f":"IFERROR(\n INDEX(FixtureInstCosts,\n  SMALL(\n   IF(\n    FixtureInclude=\"x\",\n    ROW(FixtureInstCosts)-ROW(Fixtures!$B$36)\n   ),\n   ROWS(E$17:E41)\n  )\n ),\"\")","v":""},{"$f":"IFERROR(\n INDEX(FixtureRebCosts,\n  SMALL(\n   IF(\n    FixtureInclude=\"x\",\n    ROW(FixtureRebCosts)-ROW(Fixtures!$B$36)\n   ),\n   ROWS(F$17:F41)\n  )\n ),\"\")","v":""},{"$f":"IFERROR(\n INDEX(FixtureMaintCosts,\n  SMALL(\n   IF(\n    FixtureInclude=\"x\",\n    ROW(FixtureMaintCosts)-ROW(Fixtures!$B$36)\n   ),\n   ROWS(G$17:G41)\n  )\n ),\"\")","v":""},{"$f":"IFERROR(\n INDEX(FixtureMaintInf,\n  SMALL(\n   IF(\n    FixtureInclude=\"x\",\n    ROW(FixtureMaintInf)-ROW(Fixtures!$B$36)\n   ),\n   ROWS(H$17:H41)\n  )\n ),\"\")","v":""}]
["Upgrade 26",{"$f":"IFERROR(\n INDEX(FixtureNames,\n  SMALL(\n   IF(\n    FixtureInclude=\"x\",\n    ROW(FixtureNames)-ROW(Fixtures!$B$36)\n   ),\n   ROWS(B$17:B42)\n  )\n ),\"\")","v":""},{"$f":"IFERROR(\n INDEX(FixtureWatts,\n  SMALL(\n   IF(\n    FixtureInclude=\"x\",\n    ROW(FixtureWatts)-ROW(Fixtures!$B$36)\n   ),\n   ROWS(C$17:C42)\n  )\n ),\"\")","v":""},{"$f":"IFERROR(\n INDEX(FixtureEqCosts,\n  SMALL(\n   IF(\n    FixtureInclude=\"x\",\n    ROW(FixtureEqCosts)-ROW(Fixtures!$B$36)\n   ),\n   ROWS(D$17:D42)\n  )\n ),\"\")","v":""},{"$f":"IFERROR(\n INDEX(FixtureInstCosts,\n  SMALL(\n   IF(\n    FixtureInclude=\"x\",\n    ROW(FixtureInstCosts)-ROW(Fixtures!$B$36)\n   ),\n   ROWS(E$17:E42)\n  )\n ),\"\")","v":""},{"$f":"IFERROR(\n INDEX(FixtureRebCosts,\n  SMALL(\n   IF(\n    FixtureInclude=\"x\",\n    ROW(FixtureRebCosts)-ROW(Fixtures!$B$36)\n   ),\n   ROWS(F$17:F42)\n  )\n ),\"\")","v":""},{"$f":"IFERROR(\n INDEX(FixtureMaintCosts,\n  SMALL(\n   IF(\n    FixtureInclude=\"x\",\n    ROW(FixtureMaintCosts)-ROW(Fixtures!$B$36)\n   ),\n   ROWS(G$17:G42)\n  )\n ),\"\")","v":""},{"$f":"IFERROR(\n INDEX(FixtureMaintInf,\n  SMALL(\n   IF(\n    FixtureInclude=\"x\",\n    ROW(FixtureMaintInf)-ROW(Fixtures!$B$36)\n   ),\n   ROWS(H$17:H42)\n  )\n ),\"\")","v":""}]
["Upgrade 27",{"$f":"IFERROR(\n INDEX(FixtureNames,\n  SMALL(\n   IF(\n    FixtureInclude=\"x\",\n    ROW(FixtureNames)-ROW(Fixtures!$B$36)\n   ),\n   ROWS(B$17:B43)\n  )\n ),\"\")","v":""},{"$f":"IFERROR(\n INDEX(FixtureWatts,\n  SMALL(\n   IF(\n    FixtureInclude=\"x\",\n    ROW(FixtureWatts)-ROW(Fixtures!$B$36)\n   ),\n   ROWS(C$17:C43)\n  )\n ),\"\")","v":""},{"$f":"IFERROR(\n INDEX(FixtureEqCosts,\n  SMALL(\n   IF(\n    FixtureInclude=\"x\",\n    ROW(FixtureEqCosts)-ROW(Fixtures!$B$36)\n   ),\n   ROWS(D$17:D43)\n  )\n ),\"\")","v":""},{"$f":"IFERROR(\n INDEX(FixtureInstCosts,\n  SMALL(\n   IF(\n    FixtureInclude=\"x\",\n    ROW(FixtureInstCosts)-ROW(Fixtures!$B$36)\n   ),\n   ROWS(E$17:E43)\n  )\n ),\"\")","v":""},{"$f":"IFERROR(\n INDEX(FixtureRebCosts,\n  SMALL(\n   IF(\n    FixtureInclude=\"x\",\n    ROW(FixtureRebCosts)-ROW(Fixtures!$B$36)\n   ),\n   ROWS(F$17:F43)\n  )\n ),\"\")","v":""},{"$f":"IFERROR(\n INDEX(FixtureMaintCosts,\n  SMALL(\n   IF(\n    FixtureInclude=\"x\",\n    ROW(FixtureMaintCosts)-ROW(Fixtures!$B$36)\n   ),\n   ROWS(G$17:G43)\n  )\n ),\"\")","v":""},{"$f":"IFERROR(\n INDEX(FixtureMaintInf,\n  SMALL(\n   IF(\n    FixtureInclude=\"x\",\n    ROW(FixtureMaintInf)-ROW(Fixtures!$B$36)\n   ),\n   ROWS(H$17:H43)\n  )\n ),\"\")","v":""}]
["Upgrade 28",{"$f":"IFERROR(\n INDEX(FixtureNames,\n  SMALL(\n   IF(\n    FixtureInclude=\"x\",\n    ROW(FixtureNames)-ROW(Fixtures!$B$36)\n   ),\n   ROWS(B$17:B44)\n  )\n ),\"\")","v":""},{"$f":"IFERROR(\n INDEX(FixtureWatts,\n  SMALL(\n   IF(\n    FixtureInclude=\"x\",\n    ROW(FixtureWatts)-ROW(Fixtures!$B$36)\n   ),\n   ROWS(C$17:C44)\n  )\n ),\"\")","v":""},{"$f":"IFERROR(\n INDEX(FixtureEqCosts,\n  SMALL(\n   IF(\n    FixtureInclude=\"x\",\n    ROW(FixtureEqCosts)-ROW(Fixtures!$B$36)\n   ),\n   ROWS(D$17:D44)\n  )\n ),\"\")","v":""},{"$f":"IFERROR(\n INDEX(FixtureInstCosts,\n  SMALL(\n   IF(\n    FixtureInclude=\"x\",\n    ROW(FixtureInstCosts)-ROW(Fixtures!$B$36)\n   ),\n   ROWS(E$17:E44)\n  )\n ),\"\")","v":""},{"$f":"IFERROR(\n INDEX(FixtureRebCosts,\n  SMALL(\n   IF(\n    FixtureInclude=\"x\",\n    ROW(FixtureRebCosts)-ROW(Fixtures!$B$36)\n   ),\n   ROWS(F$17:F44)\n  )\n ),\"\")","v":""},{"$f":"IFERROR(\n INDEX(FixtureMaintCosts,\n  SMALL(\n   IF(\n    FixtureInclude=\"x\",\n    ROW(FixtureMaintCosts)-ROW(Fixtures!$B$36)\n   ),\n   ROWS(G$17:G44)\n  )\n ),\"\")","v":""},{"$f":"IFERROR(\n INDEX(FixtureMaintInf,\n  SMALL(\n   IF(\n    FixtureInclude=\"x\",\n    ROW(FixtureMaintInf)-ROW(Fixtures!$B$36)\n   ),\n   ROWS(H$17:H44)\n  )\n ),\"\")","v":""}]
["Upgrade 29",{"$f":"IFERROR(\n INDEX(FixtureNames,\n  SMALL(\n   IF(\n    FixtureInclude=\"x\",\n    ROW(FixtureNames)-ROW(Fixtures!$B$36)\n   ),\n   ROWS(B$17:B45)\n  )\n ),\"\")","v":""},{"$f":"IFERROR(\n INDEX(FixtureWatts,\n  SMALL(\n   IF(\n    FixtureInclude=\"x\",\n    ROW(FixtureWatts)-ROW(Fixtures!$B$36)\n   ),\n   ROWS(C$17:C45)\n  )\n ),\"\")","v":""},{"$f":"IFERROR(\n INDEX(FixtureEqCosts,\n  SMALL(\n   IF(\n    FixtureInclude=\"x\",\n    ROW(FixtureEqCosts)-ROW(Fixtures!$B$36)\n   ),\n   ROWS(D$17:D45)\n  )\n ),\"\")","v":""},{"$f":"IFERROR(\n INDEX(FixtureInstCosts,\n  SMALL(\n   IF(\n    FixtureInclude=\"x\",\n    ROW(FixtureInstCosts)-ROW(Fixtures!$B$36)\n   ),\n   ROWS(E$17:E45)\n  )\n ),\"\")","v":""},{"$f":"IFERROR(\n INDEX(FixtureRebCosts,\n  SMALL(\n   IF(\n    FixtureInclude=\"x\",\n    ROW(FixtureRebCosts)-ROW(Fixtures!$B$36)\n   ),\n   ROWS(F$17:F45)\n  )\n ),\"\")","v":""},{"$f":"IFERROR(\n INDEX(FixtureMaintCosts,\n  SMALL(\n   IF(\n    FixtureInclude=\"x\",\n    ROW(FixtureMaintCosts)-ROW(Fixtures!$B$36)\n   ),\n   ROWS(G$17:G45)\n  )\n ),\"\")","v":""},{"$f":"IFERROR(\n INDEX(FixtureMaintInf,\n  SMALL(\n   IF(\n    FixtureInclude=\"x\",\n    ROW(FixtureMaintInf)-ROW(Fixtures!$B$36)\n   ),\n   ROWS(H$17:H45)\n  )\n ),\"\")","v":""}]
["Upgrade 30",{"$f":"IFERROR(\n INDEX(FixtureNames,\n  SMALL(\n   IF(\n    FixtureInclude=\"x\",\n    ROW(FixtureNames)-ROW(Fixtures!$B$36)\n   ),\n   ROWS(B$17:B46)\n  )\n ),\"\")","v":""},{"$f":"IFERROR(\n INDEX(FixtureWatts,\n  SMALL(\n   IF(\n    FixtureInclude=\"x\",\n    ROW(FixtureWatts)-ROW(Fixtures!$B$36)\n   ),\n   ROWS(C$17:C46)\n  )\n ),\"\")","v":""},{"$f":"IFERROR(\n INDEX(FixtureEqCosts,\n  SMALL(\n   IF(\n    FixtureInclude=\"x\",\n    ROW(FixtureEqCosts)-ROW(Fixtures!$B$36)\n   ),\n   ROWS(D$17:D46)\n  )\n ),\"\")","v":""},{"$f":"IFERROR(\n INDEX(FixtureInstCosts,\n  SMALL(\n   IF(\n    FixtureInclude=\"x\",\n    ROW(FixtureInstCosts)-ROW(Fixtures!$B$36)\n   ),\n   ROWS(E$17:E46)\n  )\n ),\"\")","v":""},{"$f":"IFERROR(\n INDEX(FixtureRebCosts,\n  SMALL(\n   IF(\n    FixtureInclude=\"x\",\n    ROW(FixtureRebCosts)-ROW(Fixtures!$B$36)\n   ),\n   ROWS(F$17:F46)\n  )\n ),\"\")","v":""},{"$f":"IFERROR(\n INDEX(FixtureMaintCosts,\n  SMALL(\n   IF(\n    FixtureInclude=\"x\",\n    ROW(FixtureMaintCosts)-ROW(Fixtures!$B$36)\n   ),\n   ROWS(G$17:G46)\n  )\n ),\"\")","v":""},{"$f":"IFERROR(\n INDEX(FixtureMaintInf,\n  SMALL(\n   IF(\n    FixtureInclude=\"x\",\n    ROW(FixtureMaintInf)-ROW(Fixtures!$B$36)\n   ),\n   ROWS(H$17:H46)\n  )\n ),\"\")","v":""}]
["Upgrade 31",{"$f":"IFERROR(\n INDEX(FixtureNames,\n  SMALL(\n   IF(\n    FixtureInclude=\"x\",\n    ROW(FixtureNames)-ROW(Fixtures!$B$36)\n   ),\n   ROWS(B$17:B47)\n  )\n ),\"\")","v":""},{"$f":"IFERROR(\n INDEX(FixtureWatts,\n  SMALL(\n   IF(\n    FixtureInclude=\"x\",\n    ROW(FixtureWatts)-ROW(Fixtures!$B$36)\n   ),\n   ROWS(C$17:C47)\n  )\n ),\"\")","v":""},{"$f":"IFERROR(\n INDEX(FixtureEqCosts,\n  SMALL(\n   IF(\n    FixtureInclude=\"x\",\n    ROW(FixtureEqCosts)-ROW(Fixtures!$B$36)\n   ),\n   ROWS(D$17:D47)\n  )\n ),\"\")","v":""},{"$f":"IFERROR(\n INDEX(FixtureInstCosts,\n  SMALL(\n   IF(\n    FixtureInclude=\"x\",\n    ROW(FixtureInstCosts)-ROW(Fixtures!$B$36)\n   ),\n   ROWS(E$17:E47)\n  )\n ),\"\")","v":""},{"$f":"IFERROR(\n INDEX(FixtureRebCosts,\n  SMALL(\n   IF(\n    FixtureInclude=\"x\",\n    ROW(FixtureRebCosts)-ROW(Fixtures!$B$36)\n   ),\n   ROWS(F$17:F47)\n  )\n ),\"\")","v":""},{"$f":"IFERROR(\n INDEX(FixtureMaintCosts,\n  SMALL(\n   IF(\n    FixtureInclude=\"x\",\n    ROW(FixtureMaintCosts)-ROW(Fixtures!$B$36)\n   ),\n   ROWS(G$17:G47)\n  )\n ),\"\")","v":""},{"$f":"IFERROR(\n INDEX(FixtureMaintInf,\n  SMALL(\n   IF(\n    FixtureInclude=\"x\",\n    ROW(FixtureMaintInf)-ROW(Fixtures!$B$36)\n   ),\n   ROWS(H$17:H47)\n  )\n ),\"\")","v":""}]
["Upgrade 32",{"$f":"IFERROR(\n INDEX(FixtureNames,\n  SMALL(\n   IF(\n    FixtureInclude=\"x\",\n    ROW(FixtureNames)-ROW(Fixtures!$B$36)\n   ),\n   ROWS(B$17:B48)\n  )\n ),\"\")","v":""},{"$f":"IFERROR(\n INDEX(FixtureWatts,\n  SMALL(\n   IF(\n    FixtureInclude=\"x\",\n    ROW(FixtureWatts)-ROW(Fixtures!$B$36)\n   ),\n   ROWS(C$17:C48)\n  )\n ),\"\")","v":""},{"$f":"IFERROR(\n INDEX(FixtureEqCosts,\n  SMALL(\n   IF(\n    FixtureInclude=\"x\",\n    ROW(FixtureEqCosts)-ROW(Fixtures!$B$36)\n   ),\n   ROWS(D$17:D48)\n  )\n ),\"\")","v":""},{"$f":"IFERROR(\n INDEX(FixtureInstCosts,\n  SMALL(\n   IF(\n    FixtureInclude=\"x\",\n    ROW(FixtureInstCosts)-ROW(Fixtures!$B$36)\n   ),\n   ROWS(E$17:E48)\n  )\n ),\"\")","v":""},{"$f":"IFERROR(\n INDEX(FixtureRebCosts,\n  SMALL(\n   IF(\n    FixtureInclude=\"x\",\n    ROW(FixtureRebCosts)-ROW(Fixtures!$B$36)\n   ),\n   ROWS(F$17:F48)\n  )\n ),\"\")","v":""},{"$f":"IFERROR(\n INDEX(FixtureMaintCosts,\n  SMALL(\n   IF(\n    FixtureInclude=\"x\",\n    ROW(FixtureMaintCosts)-ROW(Fixtures!$B$36)\n   ),\n   ROWS(G$17:G48)\n  )\n ),\"\")","v":""},{"$f":"IFERROR(\n INDEX(FixtureMaintInf,\n  SMALL(\n   IF(\n    FixtureInclude=\"x\",\n    ROW(FixtureMaintInf)-ROW(Fixtures!$B$36)\n   ),\n   ROWS(H$17:H48)\n  )\n ),\"\")","v":""}]
[{"$f":"tUpgrade &\" \" & ROW($A50)- ROW($A$17)","v":"Upgrade 33"},{"$f":"IFERROR(\n INDEX(FixtureNames,\n  SMALL(\n   IF(\n    FixtureInclude=\"x\",\n    ROW(FixtureNames)-ROW(Fixtures!$B$36)\n   ),\n   ROWS(B$17:B49)\n  )\n ),\"\")","v":""},{"$f":"IFERROR(\n INDEX(FixtureWatts,\n  SMALL(\n   IF(\n    FixtureInclude=\"x\",\n    ROW(FixtureWatts)-ROW(Fixtures!$B$36)\n   ),\n   ROWS(C$17:C49)\n  )\n ),\"\")","v":""},{"$f":"IFERROR(\n INDEX(FixtureEqCosts,\n  SMALL(\n   IF(\n    FixtureInclude=\"x\",\n    ROW(FixtureEqCosts)-ROW(Fixtures!$B$36)\n   ),\n   ROWS(D$17:D49)\n  )\n ),\"\")","v":""},{"$f":"IFERROR(\n INDEX(FixtureInstCosts,\n  SMALL(\n   IF(\n    FixtureInclude=\"x\",\n    ROW(FixtureInstCosts)-ROW(Fixtures!$B$36)\n   ),\n   ROWS(E$17:E49)\n  )\n ),\"\")","v":""},{"$f":"IFERROR(\n INDEX(FixtureRebCosts,\n  SMALL(\n   IF(\n    FixtureInclude=\"x\",\n    ROW(FixtureRebCosts)-ROW(Fixtures!$B$36)\n   ),\n   ROWS(F$17:F49)\n  )\n ),\"\")","v":""},{"$f":"IFERROR(\n INDEX(FixtureMaintCosts,\n  SMALL(\n   IF(\n    FixtureInclude=\"x\",\n    ROW(FixtureMaintCosts)-ROW(Fixtures!$B$36)\n   ),\n   ROWS(G$17:G49)\n  )\n ),\"\")","v":""},{"$f":"IFERROR(\n INDEX(FixtureMaintInf,\n  SMALL(\n   IF(\n    FixtureInclude=\"x\",\n    ROW(FixtureMaintInf)-ROW(Fixtures!$B$36)\n   ),\n   ROWS(H$17:H49)\n  )\n ),\"\")","v":""}]
["Upgrade 34",{"$f":"IFERROR(\n INDEX(FixtureNames,\n  SMALL(\n   IF(\n    FixtureInclude=\"x\",\n    ROW(FixtureNames)-ROW(Fixtures!$B$36)\n   ),\n   ROWS(B$17:B50)\n  )\n ),\"\")","v":""},{"$f":"IFERROR(\n INDEX(FixtureWatts,\n  SMALL(\n   IF(\n    FixtureInclude=\"x\",\n    ROW(FixtureWatts)-ROW(Fixtures!$B$36)\n   ),\n   ROWS(C$17:C50)\n  )\n ),\"\")","v":""},{"$f":"IFERROR(\n INDEX(FixtureEqCosts,\n  SMALL(\n   IF(\n    FixtureInclude=\"x\",\n    ROW(FixtureEqCosts)-ROW(Fixtures!$B$36)\n   ),\n   ROWS(D$17:D50)\n  )\n ),\"\")","v":""},{"$f":"IFERROR(\n INDEX(FixtureInstCosts,\n  SMALL(\n   IF(\n    FixtureInclude=\"x\",\n    ROW(FixtureInstCosts)-ROW(Fixtures!$B$36)\n   ),\n   ROWS(E$17:E50)\n  )\n ),\"\")","v":""},{"$f":"IFERROR(\n INDEX(FixtureRebCosts,\n  SMALL(\n   IF(\n    FixtureInclude=\"x\",\n    ROW(FixtureRebCosts)-ROW(Fixtures!$B$36)\n   ),\n   ROWS(F$17:F50)\n  )\n ),\"\")","v":""},{"$f":"IFERROR(\n INDEX(FixtureMaintCosts,\n  SMALL(\n   IF(\n    FixtureInclude=\"x\",\n    ROW(FixtureMaintCosts)-ROW(Fixtures!$B$36)\n   ),\n   ROWS(G$17:G50)\n  )\n ),\"\")","v":""},{"$f":"IFERROR(\n INDEX(FixtureMaintInf,\n  SMALL(\n   IF(\n    FixtureInclude=\"x\",\n    ROW(FixtureMaintInf)-ROW(Fixtures!$B$36)\n   ),\n   ROWS(H$17:H50)\n  )\n ),\"\")","v":""}]
["Upgrade 35",{"$f":"IFERROR(\n INDEX(FixtureNames,\n  SMALL(\n   IF(\n    FixtureInclude=\"x\",\n    ROW(FixtureNames)-ROW(Fixtures!$B$36)\n   ),\n   ROWS(B$17:B51)\n  )\n ),\"\")","v":""},{"$f":"IFERROR(\n INDEX(FixtureWatts,\n  SMALL(\n   IF(\n    FixtureInclude=\"x\",\n    ROW(FixtureWatts)-ROW(Fixtures!$B$36)\n   ),\n   ROWS(C$17:C51)\n  )\n ),\"\")","v":""},{"$f":"IFERROR(\n INDEX(FixtureEqCosts,\n  SMALL(\n   IF(\n    FixtureInclude=\"x\",\n    ROW(FixtureEqCosts)-ROW(Fixtures!$B$36)\n   ),\n   ROWS(D$17:D51)\n  )\n ),\"\")","v":""},{"$f":"IFERROR(\n INDEX(FixtureInstCosts,\n  SMALL(\n   IF(\n    FixtureInclude=\"x\",\n    ROW(FixtureInstCosts)-ROW(Fixtures!$B$36)\n   ),\n   ROWS(E$17:E51)\n  )\n ),\"\")","v":""},{"$f":"IFERROR(\n INDEX(FixtureRebCosts,\n  SMALL(\n   IF(\n    FixtureInclude=\"x\",\n    ROW(FixtureRebCosts)-ROW(Fixtures!$B$36)\n   ),\n   ROWS(F$17:F51)\n  )\n ),\"\")","v":""},{"$f":"IFERROR(\n INDEX(FixtureMaintCosts,\n  SMALL(\n   IF(\n    FixtureInclude=\"x\",\n    ROW(FixtureMaintCosts)-ROW(Fixtures!$B$36)\n   ),\n   ROWS(G$17:G51)\n  )\n ),\"\")","v":""},{"$f":"IFERROR(\n INDEX(FixtureMaintInf,\n  SMALL(\n   IF(\n    FixtureInclude=\"x\",\n    ROW(FixtureMaintInf)-ROW(Fixtures!$B$36)\n   ),\n   ROWS(H$17:H51)\n  )\n ),\"\")","v":""}]
["Upgrade 36",{"$f":"IFERROR(\n INDEX(FixtureNames,\n  SMALL(\n   IF(\n    FixtureInclude=\"x\",\n    ROW(FixtureNames)-ROW(Fixtures!$B$36)\n   ),\n   ROWS(B$17:B52)\n  )\n ),\"\")","v":""},{"$f":"IFERROR(\n INDEX(FixtureWatts,\n  SMALL(\n   IF(\n    FixtureInclude=\"x\",\n    ROW(FixtureWatts)-ROW(Fixtures!$B$36)\n   ),\n   ROWS(C$17:C52)\n  )\n ),\"\")","v":""},{"$f":"IFERROR(\n INDEX(FixtureEqCosts,\n  SMALL(\n   IF(\n    FixtureInclude=\"x\",\n    ROW(FixtureEqCosts)-ROW(Fixtures!$B$36)\n   ),\n   ROWS(D$17:D52)\n  )\n ),\"\")","v":""},{"$f":"IFERROR(\n INDEX(FixtureInstCosts,\n  SMALL(\n   IF(\n    FixtureInclude=\"x\",\n    ROW(FixtureInstCosts)-ROW(Fixtures!$B$36)\n   ),\n   ROWS(E$17:E52)\n  )\n ),\"\")","v":""},{"$f":"IFERROR(\n INDEX(FixtureRebCosts,\n  SMALL(\n   IF(\n    FixtureInclude=\"x\",\n    ROW(FixtureRebCosts)-ROW(Fixtures!$B$36)\n   ),\n   ROWS(F$17:F52)\n  )\n ),\"\")","v":""},{"$f":"IFERROR(\n INDEX(FixtureMaintCosts,\n  SMALL(\n   IF(\n    FixtureInclude=\"x\",\n    ROW(FixtureMaintCosts)-ROW(Fixtures!$B$36)\n   ),\n   ROWS(G$17:G52)\n  )\n ),\"\")","v":""},{"$f":"IFERROR(\n INDEX(FixtureMaintInf,\n  SMALL(\n   IF(\n    FixtureInclude=\"x\",\n    ROW(FixtureMaintInf)-ROW(Fixtures!$B$36)\n   ),\n   ROWS(H$17:H52)\n  )\n ),\"\")","v":""}]
["Upgrade 37",{"$f":"IFERROR(\n INDEX(FixtureNames,\n  SMALL(\n   IF(\n    FixtureInclude=\"x\",\n    ROW(FixtureNames)-ROW(Fixtures!$B$36)\n   ),\n   ROWS(B$17:B53)\n  )\n ),\"\")","v":""},{"$f":"IFERROR(\n INDEX(FixtureWatts,\n  SMALL(\n   IF(\n    FixtureInclude=\"x\",\n    ROW(FixtureWatts)-ROW(Fixtures!$B$36)\n   ),\n   ROWS(C$17:C53)\n  )\n ),\"\")","v":""},{"$f":"IFERROR(\n INDEX(FixtureEqCosts,\n  SMALL(\n   IF(\n    FixtureInclude=\"x\",\n    ROW(FixtureEqCosts)-ROW(Fixtures!$B$36)\n   ),\n   ROWS(D$17:D53)\n  )\n ),\"\")","v":""},{"$f":"IFERROR(\n INDEX(FixtureInstCosts,\n  SMALL(\n   IF(\n    FixtureInclude=\"x\",\n    ROW(FixtureInstCosts)-ROW(Fixtures!$B$36)\n   ),\n   ROWS(E$17:E53)\n  )\n ),\"\")","v":""},{"$f":"IFERROR(\n INDEX(FixtureRebCosts,\n  SMALL(\n   IF(\n    FixtureInclude=\"x\",\n    ROW(FixtureRebCosts)-ROW(Fixtures!$B$36)\n   ),\n   ROWS(F$17:F53)\n  )\n ),\"\")","v":""},{"$f":"IFERROR(\n INDEX(FixtureMaintCosts,\n  SMALL(\n   IF(\n    FixtureInclude=\"x\",\n    ROW(FixtureMaintCosts)-ROW(Fixtures!$B$36)\n   ),\n   ROWS(G$17:G53)\n  )\n ),\"\")","v":""},{"$f":"IFERROR(\n INDEX(FixtureMaintInf,\n  SMALL(\n   IF(\n    FixtureInclude=\"x\",\n    ROW(FixtureMaintInf)-ROW(Fixtures!$B$36)\n   ),\n   ROWS(H$17:H53)\n  )\n ),\"\")","v":""}]
["Upgrade 38",{"$f":"IFERROR(\n INDEX(FixtureNames,\n  SMALL(\n   IF(\n    FixtureInclude=\"x\",\n    ROW(FixtureNames)-ROW(Fixtures!$B$36)\n   ),\n   ROWS(B$17:B54)\n  )\n ),\"\")","v":""},{"$f":"IFERROR(\n INDEX(FixtureWatts,\n  SMALL(\n   IF(\n    FixtureInclude=\"x\",\n    ROW(FixtureWatts)-ROW(Fixtures!$B$36)\n   ),\n   ROWS(C$17:C54)\n  )\n ),\"\")","v":""},{"$f":"IFERROR(\n INDEX(FixtureEqCosts,\n  SMALL(\n   IF(\n    FixtureInclude=\"x\",\n    ROW(FixtureEqCosts)-ROW(Fixtures!$B$36)\n   ),\n   ROWS(D$17:D54)\n  )\n ),\"\")","v":""},{"$f":"IFERROR(\n INDEX(FixtureInstCosts,\n  SMALL(\n   IF(\n    FixtureInclude=\"x\",\n    ROW(FixtureInstCosts)-ROW(Fixtures!$B$36)\n   ),\n   ROWS(E$17:E54)\n  )\n ),\"\")","v":""},{"$f":"IFERROR(\n INDEX(FixtureRebCosts,\n  SMALL(\n   IF(\n    FixtureInclude=\"x\",\n    ROW(FixtureRebCosts)-ROW(Fixtures!$B$36)\n   ),\n   ROWS(F$17:F54)\n  )\n ),\"\")","v":""},{"$f":"IFERROR(\n INDEX(FixtureMaintCosts,\n  SMALL(\n   IF(\n    FixtureInclude=\"x\",\n    ROW(FixtureMaintCosts)-ROW(Fixtures!$B$36)\n   ),\n   ROWS(G$17:G54)\n  )\n ),\"\")","v":""},{"$f":"IFERROR(\n INDEX(FixtureMaintInf,\n  SMALL(\n   IF(\n    FixtureInclude=\"x\",\n    ROW(FixtureMaintInf)-ROW(Fixtures!$B$36)\n   ),\n   ROWS(H$17:H54)\n  )\n ),\"\")","v":""}]
["Upgrade 39",{"$f":"IFERROR(\n INDEX(FixtureNames,\n  SMALL(\n   IF(\n    FixtureInclude=\"x\",\n    ROW(FixtureNames)-ROW(Fixtures!$B$36)\n   ),\n   ROWS(B$17:B55)\n  )\n ),\"\")","v":""},{"$f":"IFERROR(\n INDEX(FixtureWatts,\n  SMALL(\n   IF(\n    FixtureInclude=\"x\",\n    ROW(FixtureWatts)-ROW(Fixtures!$B$36)\n   ),\n   ROWS(C$17:C55)\n  )\n ),\"\")","v":""},{"$f":"IFERROR(\n INDEX(FixtureEqCosts,\n  SMALL(\n   IF(\n    FixtureInclude=\"x\",\n    ROW(FixtureEqCosts)-ROW(Fixtures!$B$36)\n   ),\n   ROWS(D$17:D55)\n  )\n ),\"\")","v":""},{"$f":"IFERROR(\n INDEX(FixtureInstCosts,\n  SMALL(\n   IF(\n    FixtureInclude=\"x\",\n    ROW(FixtureInstCosts)-ROW(Fixtures!$B$36)\n   ),\n   ROWS(E$17:E55)\n  )\n ),\"\")","v":""},{"$f":"IFERROR(\n INDEX(FixtureRebCosts,\n  SMALL(\n   IF(\n    FixtureInclude=\"x\",\n    ROW(FixtureRebCosts)-ROW(Fixtures!$B$36)\n   ),\n   ROWS(F$17:F55)\n  )\n ),\"\")","v":""},{"$f":"IFERROR(\n INDEX(FixtureMaintCosts,\n  SMALL(\n   IF(\n    FixtureInclude=\"x\",\n    ROW(FixtureMaintCosts)-ROW(Fixtures!$B$36)\n   ),\n   ROWS(G$17:G55)\n  )\n ),\"\")","v":""},{"$f":"IFERROR(\n INDEX(FixtureMaintInf,\n  SMALL(\n   IF(\n    FixtureInclude=\"x\",\n    ROW(FixtureMaintInf)-ROW(Fixtures!$B$36)\n   ),\n   ROWS(H$17:H55)\n  )\n ),\"\")","v":""}]
["Upgrade 40",{"$f":"IFERROR(\n INDEX(FixtureNames,\n  SMALL(\n   IF(\n    FixtureInclude=\"x\",\n    ROW(FixtureNames)-ROW(Fixtures!$B$36)\n   ),\n   ROWS(B$17:B56)\n  )\n ),\"\")","v":""},{"$f":"IFERROR(\n INDEX(FixtureWatts,\n  SMALL(\n   IF(\n    FixtureInclude=\"x\",\n    ROW(FixtureWatts)-ROW(Fixtures!$B$36)\n   ),\n   ROWS(C$17:C56)\n  )\n ),\"\")","v":""},{"$f":"IFERROR(\n INDEX(FixtureEqCosts,\n  SMALL(\n   IF(\n    FixtureInclude=\"x\",\n    ROW(FixtureEqCosts)-ROW(Fixtures!$B$36)\n   ),\n   ROWS(D$17:D56)\n  )\n ),\"\")","v":""},{"$f":"IFERROR(\n INDEX(FixtureInstCosts,\n  SMALL(\n   IF(\n    FixtureInclude=\"x\",\n    ROW(FixtureInstCosts)-ROW(Fixtures!$B$36)\n   ),\n   ROWS(E$17:E56)\n  )\n ),\"\")","v":""},{"$f":"IFERROR(\n INDEX(FixtureRebCosts,\n  SMALL(\n   IF(\n    FixtureInclude=\"x\",\n    ROW(FixtureRebCosts)-ROW(Fixtures!$B$36)\n   ),\n   ROWS(F$17:F56)\n  )\n ),\"\")","v":""},{"$f":"IFERROR(\n INDEX(FixtureMaintCosts,\n  SMALL(\n   IF(\n    FixtureInclude=\"x\",\n    ROW(FixtureMaintCosts)-ROW(Fixtures!$B$36)\n   ),\n   ROWS(G$17:G56)\n  )\n ),\"\")","v":""},{"$f":"IFERROR(\n INDEX(FixtureMaintInf,\n  SMALL(\n   IF(\n    FixtureInclude=\"x\",\n    ROW(FixtureMaintInf)-ROW(Fixtures!$B$36)\n   ),\n   ROWS(H$17:H56)\n  )\n ),\"\")","v":""}]
["Upgrade 41",{"$f":"IFERROR(\n INDEX(FixtureNames,\n  SMALL(\n   IF(\n    FixtureInclude=\"x\",\n    ROW(FixtureNames)-ROW(Fixtures!$B$36)\n   ),\n   ROWS(B$17:B57)\n  )\n ),\"\")","v":""},{"$f":"IFERROR(\n INDEX(FixtureWatts,\n  SMALL(\n   IF(\n    FixtureInclude=\"x\",\n    ROW(FixtureWatts)-ROW(Fixtures!$B$36)\n   ),\n   ROWS(C$17:C57)\n  )\n ),\"\")","v":""},{"$f":"IFERROR(\n INDEX(FixtureEqCosts,\n  SMALL(\n   IF(\n    FixtureInclude=\"x\",\n    ROW(FixtureEqCosts)-ROW(Fixtures!$B$36)\n   ),\n   ROWS(D$17:D57)\n  )\n ),\"\")","v":""},{"$f":"IFERROR(\n INDEX(FixtureInstCosts,\n  SMALL(\n   IF(\n    FixtureInclude=\"x\",\n    ROW(FixtureInstCosts)-ROW(Fixtures!$B$36)\n   ),\n   ROWS(E$17:E57)\n  )\n ),\"\")","v":""},{"$f":"IFERROR(\n INDEX(FixtureRebCosts,\n  SMALL(\n   IF(\n    FixtureInclude=\"x\",\n    ROW(FixtureRebCosts)-ROW(Fixtures!$B$36)\n   ),\n   ROWS(F$17:F57)\n  )\n ),\"\")","v":""},{"$f":"IFERROR(\n INDEX(FixtureMaintCosts,\n  SMALL(\n   IF(\n    FixtureInclude=\"x\",\n    ROW(FixtureMaintCosts)-ROW(Fixtures!$B$36)\n   ),\n   ROWS(G$17:G57)\n  )\n ),\"\")","v":""},{"$f":"IFERROR(\n INDEX(FixtureMaintInf,\n  SMALL(\n   IF(\n    FixtureInclude=\"x\",\n    ROW(FixtureMaintInf)-ROW(Fixtures!$B$36)\n   ),\n   ROWS(H$17:H57)\n  )\n ),\"\")","v":""}]
["Upgrade 42",{"$f":"IFERROR(\n INDEX(FixtureNames,\n  SMALL(\n   IF(\n    FixtureInclude=\"x\",\n    ROW(FixtureNames)-ROW(Fixtures!$B$36)\n   ),\n   ROWS(B$17:B58)\n  )\n ),\"\")","v":""},{"$f":"IFERROR(\n INDEX(FixtureWatts,\n  SMALL(\n   IF(\n    FixtureInclude=\"x\",\n    ROW(FixtureWatts)-ROW(Fixtures!$B$36)\n   ),\n   ROWS(C$17:C58)\n  )\n ),\"\")","v":""},{"$f":"IFERROR(\n INDEX(FixtureEqCosts,\n  SMALL(\n   IF(\n    FixtureInclude=\"x\",\n    ROW(FixtureEqCosts)-ROW(Fixtures!$B$36)\n   ),\n   ROWS(D$17:D58)\n  )\n ),\"\")","v":""},{"$f":"IFERROR(\n INDEX(FixtureInstCosts,\n  SMALL(\n   IF(\n    FixtureInclude=\"x\",\n    ROW(FixtureInstCosts)-ROW(Fixtures!$B$36)\n   ),\n   ROWS(E$17:E58)\n  )\n ),\"\")","v":""},{"$f":"IFERROR(\n INDEX(FixtureRebCosts,\n  SMALL(\n   IF(\n    FixtureInclude=\"x\",\n    ROW(FixtureRebCosts)-ROW(Fixtures!$B$36)\n   ),\n   ROWS(F$17:F58)\n  )\n ),\"\")","v":""},{"$f":"IFERROR(\n INDEX(FixtureMaintCosts,\n  SMALL(\n   IF(\n    FixtureInclude=\"x\",\n    ROW(FixtureMaintCosts)-ROW(Fixtures!$B$36)\n   ),\n   ROWS(G$17:G58)\n  )\n ),\"\")","v":""},{"$f":"IFERROR(\n INDEX(FixtureMaintInf,\n  SMALL(\n   IF(\n    FixtureInclude=\"x\",\n    ROW(FixtureMaintInf)-ROW(Fixtures!$B$36)\n   ),\n   ROWS(H$17:H58)\n  )\n ),\"\")","v":""}]
["Upgrade 43",{"$f":"IFERROR(\n INDEX(FixtureNames,\n  SMALL(\n   IF(\n    FixtureInclude=\"x\",\n    ROW(FixtureNames)-ROW(Fixtures!$B$36)\n   ),\n   ROWS(B$17:B59)\n  )\n ),\"\")","v":""},{"$f":"IFERROR(\n INDEX(FixtureWatts,\n  SMALL(\n   IF(\n    FixtureInclude=\"x\",\n    ROW(FixtureWatts)-ROW(Fixtures!$B$36)\n   ),\n   ROWS(C$17:C59)\n  )\n ),\"\")","v":""},{"$f":"IFERROR(\n INDEX(FixtureEqCosts,\n  SMALL(\n   IF(\n    FixtureInclude=\"x\",\n    ROW(FixtureEqCosts)-ROW(Fixtures!$B$36)\n   ),\n   ROWS(D$17:D59)\n  )\n ),\"\")","v":""},{"$f":"IFERROR(\n INDEX(FixtureInstCosts,\n  SMALL(\n   IF(\n    FixtureInclude=\"x\",\n    ROW(FixtureInstCosts)-ROW(Fixtures!$B$36)\n   ),\n   ROWS(E$17:E59)\n  )\n ),\"\")","v":""},{"$f":"IFERROR(\n INDEX(FixtureRebCosts,\n  SMALL(\n   IF(\n    FixtureInclude=\"x\",\n    ROW(FixtureRebCosts)-ROW(Fixtures!$B$36)\n   ),\n   ROWS(F$17:F59)\n  )\n ),\"\")","v":""},{"$f":"IFERROR(\n INDEX(FixtureMaintCosts,\n  SMALL(\n   IF(\n    FixtureInclude=\"x\",\n    ROW(FixtureMaintCosts)-ROW(Fixtures!$B$36)\n   ),\n   ROWS(G$17:G59)\n  )\n ),\"\")","v":""},{"$f":"IFERROR(\n INDEX(FixtureMaintInf,\n  SMALL(\n   IF(\n    FixtureInclude=\"x\",\n    ROW(FixtureMaintInf)-ROW(Fixtures!$B$36)\n   ),\n   ROWS(H$17:H59)\n  )\n ),\"\")","v":""}]
["Upgrade 44",{"$f":"IFERROR(\n INDEX(FixtureNames,\n  SMALL(\n   IF(\n    FixtureInclude=\"x\",\n    ROW(FixtureNames)-ROW(Fixtures!$B$36)\n   ),\n   ROWS(B$17:B60)\n  )\n ),\"\")","v":""},{"$f":"IFERROR(\n INDEX(FixtureWatts,\n  SMALL(\n   IF(\n    FixtureInclude=\"x\",\n    ROW(FixtureWatts)-ROW(Fixtures!$B$36)\n   ),\n   ROWS(C$17:C60)\n  )\n ),\"\")","v":""},{"$f":"IFERROR(\n INDEX(FixtureEqCosts,\n  SMALL(\n   IF(\n    FixtureInclude=\"x\",\n    ROW(FixtureEqCosts)-ROW(Fixtures!$B$36)\n   ),\n   ROWS(D$17:D60)\n  )\n ),\"\")","v":""},{"$f":"IFERROR(\n INDEX(FixtureInstCosts,\n  SMALL(\n   IF(\n    FixtureInclude=\"x\",\n    ROW(FixtureInstCosts)-ROW(Fixtures!$B$36)\n   ),\n   ROWS(E$17:E60)\n  )\n ),\"\")","v":""},{"$f":"IFERROR(\n INDEX(FixtureRebCosts,\n  SMALL(\n   IF(\n    FixtureInclude=\"x\",\n    ROW(FixtureRebCosts)-ROW(Fixtures!$B$36)\n   ),\n   ROWS(F$17:F60)\n  )\n ),\"\")","v":""},{"$f":"IFERROR(\n INDEX(FixtureMaintCosts,\n  SMALL(\n   IF(\n    FixtureInclude=\"x\",\n    ROW(FixtureMaintCosts)-ROW(Fixtures!$B$36)\n   ),\n   ROWS(G$17:G60)\n  )\n ),\"\")","v":""},{"$f":"IFERROR(\n INDEX(FixtureMaintInf,\n  SMALL(\n   IF(\n    FixtureInclude=\"x\",\n    ROW(FixtureMaintInf)-ROW(Fixtures!$B$36)\n   ),\n   ROWS(H$17:H60)\n  )\n ),\"\")","v":""}]
["Upgrade 45",{"$f":"IFERROR(\n INDEX(FixtureNames,\n  SMALL(\n   IF(\n    FixtureInclude=\"x\",\n    ROW(FixtureNames)-ROW(Fixtures!$B$36)\n   ),\n   ROWS(B$17:B61)\n  )\n ),\"\")","v":""},{"$f":"IFERROR(\n INDEX(FixtureWatts,\n  SMALL(\n   IF(\n    FixtureInclude=\"x\",\n    ROW(FixtureWatts)-ROW(Fixtures!$B$36)\n   ),\n   ROWS(C$17:C61)\n  )\n ),\"\")","v":""},{"$f":"IFERROR(\n INDEX(FixtureEqCosts,\n  SMALL(\n   IF(\n    FixtureInclude=\"x\",\n    ROW(FixtureEqCosts)-ROW(Fixtures!$B$36)\n   ),\n   ROWS(D$17:D61)\n  )\n ),\"\")","v":""},{"$f":"IFERROR(\n INDEX(FixtureInstCosts,\n  SMALL(\n   IF(\n    FixtureInclude=\"x\",\n    ROW(FixtureInstCosts)-ROW(Fixtures!$B$36)\n   ),\n   ROWS(E$17:E61)\n  )\n ),\"\")","v":""},{"$f":"IFERROR(\n INDEX(FixtureRebCosts,\n  SMALL(\n   IF(\n    FixtureInclude=\"x\",\n    ROW(FixtureRebCosts)-ROW(Fixtures!$B$36)\n   ),\n   ROWS(F$17:F61)\n  )\n ),\"\")","v":""},{"$f":"IFERROR(\n INDEX(FixtureMaintCosts,\n  SMALL(\n   IF(\n    FixtureInclude=\"x\",\n    ROW(FixtureMaintCosts)-ROW(Fixtures!$B$36)\n   ),\n   ROWS(G$17:G61)\n  )\n ),\"\")","v":""},{"$f":"IFERROR(\n INDEX(FixtureMaintInf,\n  SMALL(\n   IF(\n    FixtureInclude=\"x\",\n    ROW(FixtureMaintInf)-ROW(Fixtures!$B$36)\n   ),\n   ROWS(H$17:H61)\n  )\n ),\"\")","v":""}]
["Upgrade 46",{"$f":"IFERROR(\n INDEX(FixtureNames,\n  SMALL(\n   IF(\n    FixtureInclude=\"x\",\n    ROW(FixtureNames)-ROW(Fixtures!$B$36)\n   ),\n   ROWS(B$17:B62)\n  )\n ),\"\")","v":""},{"$f":"IFERROR(\n INDEX(FixtureWatts,\n  SMALL(\n   IF(\n    FixtureInclude=\"x\",\n    ROW(FixtureWatts)-ROW(Fixtures!$B$36)\n   ),\n   ROWS(C$17:C62)\n  )\n ),\"\")","v":""},{"$f":"IFERROR(\n INDEX(FixtureEqCosts,\n  SMALL(\n   IF(\n    FixtureInclude=\"x\",\n    ROW(FixtureEqCosts)-ROW(Fixtures!$B$36)\n   ),\n   ROWS(D$17:D62)\n  )\n ),\"\")","v":""},{"$f":"IFERROR(\n INDEX(FixtureInstCosts,\n  SMALL(\n   IF(\n    FixtureInclude=\"x\",\n    ROW(FixtureInstCosts)-ROW(Fixtures!$B$36)\n   ),\n   ROWS(E$17:E62)\n  )\n ),\"\")","v":""},{"$f":"IFERROR(\n INDEX(FixtureRebCosts,\n  SMALL(\n   IF(\n    FixtureInclude=\"x\",\n    ROW(FixtureRebCosts)-ROW(Fixtures!$B$36)\n   ),\n   ROWS(F$17:F62)\n  )\n ),\"\")","v":""},{"$f":"IFERROR(\n INDEX(FixtureMaintCosts,\n  SMALL(\n   IF(\n    FixtureInclude=\"x\",\n    ROW(FixtureMaintCosts)-ROW(Fixtures!$B$36)\n   ),\n   ROWS(G$17:G62)\n  )\n ),\"\")","v":""},{"$f":"IFERROR(\n INDEX(FixtureMaintInf,\n  SMALL(\n   IF(\n    FixtureInclude=\"x\",\n    ROW(FixtureMaintInf)-ROW(Fixtures!$B$36)\n   ),\n   ROWS(H$17:H62)\n  )\n ),\"\")","v":""}]
["Upgrade 47",{"$f":"IFERROR(\n INDEX(FixtureNames,\n  SMALL(\n   IF(\n    FixtureInclude=\"x\",\n    ROW(FixtureNames)-ROW(Fixtures!$B$36)\n   ),\n   ROWS(B$17:B63)\n  )\n ),\"\")","v":""},{"$f":"IFERROR(\n INDEX(FixtureWatts,\n  SMALL(\n   IF(\n    FixtureInclude=\"x\",\n    ROW(FixtureWatts)-ROW(Fixtures!$B$36)\n   ),\n   ROWS(C$17:C63)\n  )\n ),\"\")","v":""},{"$f":"IFERROR(\n INDEX(FixtureEqCosts,\n  SMALL(\n   IF(\n    FixtureInclude=\"x\",\n    ROW(FixtureEqCosts)-ROW(Fixtures!$B$36)\n   ),\n   ROWS(D$17:D63)\n  )\n ),\"\")","v":""},{"$f":"IFERROR(\n INDEX(FixtureInstCosts,\n  SMALL(\n   IF(\n    FixtureInclude=\"x\",\n    ROW(FixtureInstCosts)-ROW(Fixtures!$B$36)\n   ),\n   ROWS(E$17:E63)\n  )\n ),\"\")","v":""},{"$f":"IFERROR(\n INDEX(FixtureRebCosts,\n  SMALL(\n   IF(\n    FixtureInclude=\"x\",\n    ROW(FixtureRebCosts)-ROW(Fixtures!$B$36)\n   ),\n   ROWS(F$17:F63)\n  )\n ),\"\")","v":""},{"$f":"IFERROR(\n INDEX(FixtureMaintCosts,\n  SMALL(\n   IF(\n    FixtureInclude=\"x\",\n    ROW(FixtureMaintCosts)-ROW(Fixtures!$B$36)\n   ),\n   ROWS(G$17:G63)\n  )\n ),\"\")","v":""},{"$f":"IFERROR(\n INDEX(FixtureMaintInf,\n  SMALL(\n   IF(\n    FixtureInclude=\"x\",\n    ROW(FixtureMaintInf)-ROW(Fixtures!$B$36)\n   ),\n   ROWS(H$17:H63)\n  )\n ),\"\")","v":""}]
["Upgrade 48",{"$f":"IFERROR(\n INDEX(FixtureNames,\n  SMALL(\n   IF(\n    FixtureInclude=\"x\",\n    ROW(FixtureNames)-ROW(Fixtures!$B$36)\n   ),\n   ROWS(B$17:B64)\n  )\n ),\"\")","v":""},{"$f":"IFERROR(\n INDEX(FixtureWatts,\n  SMALL(\n   IF(\n    FixtureInclude=\"x\",\n    ROW(FixtureWatts)-ROW(Fixtures!$B$36)\n   ),\n   ROWS(C$17:C64)\n  )\n ),\"\")","v":""},{"$f":"IFERROR(\n INDEX(FixtureEqCosts,\n  SMALL(\n   IF(\n    FixtureInclude=\"x\",\n    ROW(FixtureEqCosts)-ROW(Fixtures!$B$36)\n   ),\n   ROWS(D$17:D64)\n  )\n ),\"\")","v":""},{"$f":"IFERROR(\n INDEX(FixtureInstCosts,\n  SMALL(\n   IF(\n    FixtureInclude=\"x\",\n    ROW(FixtureInstCosts)-ROW(Fixtures!$B$36)\n   ),\n   ROWS(E$17:E64)\n  )\n ),\"\")","v":""},{"$f":"IFERROR(\n INDEX(FixtureRebCosts,\n  SMALL(\n   IF(\n    FixtureInclude=\"x\",\n    ROW(FixtureRebCosts)-ROW(Fixtures!$B$36)\n   ),\n   ROWS(F$17:F64)\n  )\n ),\"\")","v":""},{"$f":"IFERROR(\n INDEX(FixtureMaintCosts,\n  SMALL(\n   IF(\n    FixtureInclude=\"x\",\n    ROW(FixtureMaintCosts)-ROW(Fixtures!$B$36)\n   ),\n   ROWS(G$17:G64)\n  )\n ),\"\")","v":""},{"$f":"IFERROR(\n INDEX(FixtureMaintInf,\n  SMALL(\n   IF(\n    FixtureInclude=\"x\",\n    ROW(FixtureMaintInf)-ROW(Fixtures!$B$36)\n   ),\n   ROWS(H$17:H64)\n  )\n ),\"\")","v":""}]
["Upgrade 49",{"$f":"IFERROR(\n INDEX(FixtureNames,\n  SMALL(\n   IF(\n    FixtureInclude=\"x\",\n    ROW(FixtureNames)-ROW(Fixtures!$B$36)\n   ),\n   ROWS(B$17:B65)\n  )\n ),\"\")","v":""},{"$f":"IFERROR(\n INDEX(FixtureWatts,\n  SMALL(\n   IF(\n    FixtureInclude=\"x\",\n    ROW(FixtureWatts)-ROW(Fixtures!$B$36)\n   ),\n   ROWS(C$17:C65)\n  )\n ),\"\")","v":""},{"$f":"IFERROR(\n INDEX(FixtureEqCosts,\n  SMALL(\n   IF(\n    FixtureInclude=\"x\",\n    ROW(FixtureEqCosts)-ROW(Fixtures!$B$36)\n   ),\n   ROWS(D$17:D65)\n  )\n ),\"\")","v":""},{"$f":"IFERROR(\n INDEX(FixtureInstCosts,\n  SMALL(\n   IF(\n    FixtureInclude=\"x\",\n    ROW(FixtureInstCosts)-ROW(Fixtures!$B$36)\n   ),\n   ROWS(E$17:E65)\n  )\n ),\"\")","v":""},{"$f":"IFERROR(\n INDEX(FixtureRebCosts,\n  SMALL(\n   IF(\n    FixtureInclude=\"x\",\n    ROW(FixtureRebCosts)-ROW(Fixtures!$B$36)\n   ),\n   ROWS(F$17:F65)\n  )\n ),\"\")","v":""},{"$f":"IFERROR(\n INDEX(FixtureMaintCosts,\n  SMALL(\n   IF(\n    FixtureInclude=\"x\",\n    ROW(FixtureMaintCosts)-ROW(Fixtures!$B$36)\n   ),\n   ROWS(G$17:G65)\n  )\n ),\"\")","v":""},{"$f":"IFERROR(\n INDEX(FixtureMaintInf,\n  SMALL(\n   IF(\n    FixtureInclude=\"x\",\n    ROW(FixtureMaintInf)-ROW(Fixtures!$B$36)\n   ),\n   ROWS(H$17:H65)\n  )\n ),\"\")","v":""}]
["Upgrade 50",{"$f":"IFERROR(\n INDEX(FixtureNames,\n  SMALL(\n   IF(\n    FixtureInclude=\"x\",\n    ROW(FixtureNames)-ROW(Fixtures!$B$36)\n   ),\n   ROWS(B$17:B66)\n  )\n ),\"\")","v":""},{"$f":"IFERROR(\n INDEX(FixtureWatts,\n  SMALL(\n   IF(\n    FixtureInclude=\"x\",\n    ROW(FixtureWatts)-ROW(Fixtures!$B$36)\n   ),\n   ROWS(C$17:C66)\n  )\n ),\"\")","v":""},{"$f":"IFERROR(\n INDEX(FixtureEqCosts,\n  SMALL(\n   IF(\n    FixtureInclude=\"x\",\n    ROW(FixtureEqCosts)-ROW(Fixtures!$B$36)\n   ),\n   ROWS(D$17:D66)\n  )\n ),\"\")","v":""},{"$f":"IFERROR(\n INDEX(FixtureInstCosts,\n  SMALL(\n   IF(\n    FixtureInclude=\"x\",\n    ROW(FixtureInstCosts)-ROW(Fixtures!$B$36)\n   ),\n   ROWS(E$17:E66)\n  )\n ),\"\")","v":""},{"$f":"IFERROR(\n INDEX(FixtureRebCosts,\n  SMALL(\n   IF(\n    FixtureInclude=\"x\",\n    ROW(FixtureRebCosts)-ROW(Fixtures!$B$36)\n   ),\n   ROWS(F$17:F66)\n  )\n ),\"\")","v":""},{"$f":"IFERROR(\n INDEX(FixtureMaintCosts,\n  SMALL(\n   IF(\n    FixtureInclude=\"x\",\n    ROW(FixtureMaintCosts)-ROW(Fixtures!$B$36)\n   ),\n   ROWS(G$17:G66)\n  )\n ),\"\")","v":""},{"$f":"IFERROR(\n INDEX(FixtureMaintInf,\n  SMALL(\n   IF(\n    FixtureInclude=\"x\",\n    ROW(FixtureMaintInf)-ROW(Fixtures!$B$36)\n   ),\n   ROWS(H$17:H66)\n  )\n ),\"\")","v":""}]
["Upgrade 51",{"$f":"IFERROR(\n INDEX(FixtureNames,\n  SMALL(\n   IF(\n    FixtureInclude=\"x\",\n    ROW(FixtureNames)-ROW(Fixtures!$B$36)\n   ),\n   ROWS(B$17:B67)\n  )\n ),\"\")","v":""},{"$f":"IFERROR(\n INDEX(FixtureWatts,\n  SMALL(\n   IF(\n    FixtureInclude=\"x\",\n    ROW(FixtureWatts)-ROW(Fixtures!$B$36)\n   ),\n   ROWS(C$17:C67)\n  )\n ),\"\")","v":""},{"$f":"IFERROR(\n INDEX(FixtureEqCosts,\n  SMALL(\n   IF(\n    FixtureInclude=\"x\",\n    ROW(FixtureEqCosts)-ROW(Fixtures!$B$36)\n   ),\n   ROWS(D$17:D67)\n  )\n ),\"\")","v":""},{"$f":"IFERROR(\n INDEX(FixtureInstCosts,\n  SMALL(\n   IF(\n    FixtureInclude=\"x\",\n    ROW(FixtureInstCosts)-ROW(Fixtures!$B$36)\n   ),\n   ROWS(E$17:E67)\n  )\n ),\"\")","v":""},{"$f":"IFERROR(\n INDEX(FixtureRebCosts,\n  SMALL(\n   IF(\n    FixtureInclude=\"x\",\n    ROW(FixtureRebCosts)-ROW(Fixtures!$B$36)\n   ),\n   ROWS(F$17:F67)\n  )\n ),\"\")","v":""},{"$f":"IFERROR(\n INDEX(FixtureMaintCosts,\n  SMALL(\n   IF(\n    FixtureInclude=\"x\",\n    ROW(FixtureMaintCosts)-ROW(Fixtures!$B$36)\n   ),\n   ROWS(G$17:G67)\n  )\n ),\"\")","v":""},{"$f":"IFERROR(\n INDEX(FixtureMaintInf,\n  SMALL(\n   IF(\n    FixtureInclude=\"x\",\n    ROW(FixtureMaintInf)-ROW(Fixtures!$B$36)\n   ),\n   ROWS(H$17:H67)\n  )\n ),\"\")","v":""}]
["Upgrade 52",{"$f":"IFERROR(\n INDEX(FixtureNames,\n  SMALL(\n   IF(\n    FixtureInclude=\"x\",\n    ROW(FixtureNames)-ROW(Fixtures!$B$36)\n   ),\n   ROWS(B$17:B68)\n  )\n ),\"\")","v":""},{"$f":"IFERROR(\n INDEX(FixtureWatts,\n  SMALL(\n   IF(\n    FixtureInclude=\"x\",\n    ROW(FixtureWatts)-ROW(Fixtures!$B$36)\n   ),\n   ROWS(C$17:C68)\n  )\n ),\"\")","v":""},{"$f":"IFERROR(\n INDEX(FixtureEqCosts,\n  SMALL(\n   IF(\n    FixtureInclude=\"x\",\n    ROW(FixtureEqCosts)-ROW(Fixtures!$B$36)\n   ),\n   ROWS(D$17:D68)\n  )\n ),\"\")","v":""},{"$f":"IFERROR(\n INDEX(FixtureInstCosts,\n  SMALL(\n   IF(\n    FixtureInclude=\"x\",\n    ROW(FixtureInstCosts)-ROW(Fixtures!$B$36)\n   ),\n   ROWS(E$17:E68)\n  )\n ),\"\")","v":""},{"$f":"IFERROR(\n INDEX(FixtureRebCosts,\n  SMALL(\n   IF(\n    FixtureInclude=\"x\",\n    ROW(FixtureRebCosts)-ROW(Fixtures!$B$36)\n   ),\n   ROWS(F$17:F68)\n  )\n ),\"\")","v":""},{"$f":"IFERROR(\n INDEX(FixtureMaintCosts,\n  SMALL(\n   IF(\n    FixtureInclude=\"x\",\n    ROW(FixtureMaintCosts)-ROW(Fixtures!$B$36)\n   ),\n   ROWS(G$17:G68)\n  )\n ),\"\")","v":""},{"$f":"IFERROR(\n INDEX(FixtureMaintInf,\n  SMALL(\n   IF(\n    FixtureInclude=\"x\",\n    ROW(FixtureMaintInf)-ROW(Fixtures!$B$36)\n   ),\n   ROWS(H$17:H68)\n  )\n ),\"\")","v":""}]
["Upgrade 53",{"$f":"IFERROR(\n INDEX(FixtureNames,\n  SMALL(\n   IF(\n    FixtureInclude=\"x\",\n    ROW(FixtureNames)-ROW(Fixtures!$B$36)\n   ),\n   ROWS(B$17:B69)\n  )\n ),\"\")","v":""},{"$f":"IFERROR(\n INDEX(FixtureWatts,\n  SMALL(\n   IF(\n    FixtureInclude=\"x\",\n    ROW(FixtureWatts)-ROW(Fixtures!$B$36)\n   ),\n   ROWS(C$17:C69)\n  )\n ),\"\")","v":""},{"$f":"IFERROR(\n INDEX(FixtureEqCosts,\n  SMALL(\n   IF(\n    FixtureInclude=\"x\",\n    ROW(FixtureEqCosts)-ROW(Fixtures!$B$36)\n   ),\n   ROWS(D$17:D69)\n  )\n ),\"\")","v":""},{"$f":"IFERROR(\n INDEX(FixtureInstCosts,\n  SMALL(\n   IF(\n    FixtureInclude=\"x\",\n    ROW(FixtureInstCosts)-ROW(Fixtures!$B$36)\n   ),\n   ROWS(E$17:E69)\n  )\n ),\"\")","v":""},{"$f":"IFERROR(\n INDEX(FixtureRebCosts,\n  SMALL(\n   IF(\n    FixtureInclude=\"x\",\n    ROW(FixtureRebCosts)-ROW(Fixtures!$B$36)\n   ),\n   ROWS(F$17:F69)\n  )\n ),\"\")","v":""},{"$f":"IFERROR(\n INDEX(FixtureMaintCosts,\n  SMALL(\n   IF(\n    FixtureInclude=\"x\",\n    ROW(FixtureMaintCosts)-ROW(Fixtures!$B$36)\n   ),\n   ROWS(G$17:G69)\n  )\n ),\"\")","v":""},{"$f":"IFERROR(\n INDEX(FixtureMaintInf,\n  SMALL(\n   IF(\n    FixtureInclude=\"x\",\n    ROW(FixtureMaintInf)-ROW(Fixtures!$B$36)\n   ),\n   ROWS(H$17:H69)\n  )\n ),\"\")","v":""}]
["Upgrade 54",{"$f":"IFERROR(\n INDEX(FixtureNames,\n  SMALL(\n   IF(\n    FixtureInclude=\"x\",\n    ROW(FixtureNames)-ROW(Fixtures!$B$36)\n   ),\n   ROWS(B$17:B70)\n  )\n ),\"\")","v":""},{"$f":"IFERROR(\n INDEX(FixtureWatts,\n  SMALL(\n   IF(\n    FixtureInclude=\"x\",\n    ROW(FixtureWatts)-ROW(Fixtures!$B$36)\n   ),\n   ROWS(C$17:C70)\n  )\n ),\"\")","v":""},{"$f":"IFERROR(\n INDEX(FixtureEqCosts,\n  SMALL(\n   IF(\n    FixtureInclude=\"x\",\n    ROW(FixtureEqCosts)-ROW(Fixtures!$B$36)\n   ),\n   ROWS(D$17:D70)\n  )\n ),\"\")","v":""},{"$f":"IFERROR(\n INDEX(FixtureInstCosts,\n  SMALL(\n   IF(\n    FixtureInclude=\"x\",\n    ROW(FixtureInstCosts)-ROW(Fixtures!$B$36)\n   ),\n   ROWS(E$17:E70)\n  )\n ),\"\")","v":""},{"$f":"IFERROR(\n INDEX(FixtureRebCosts,\n  SMALL(\n   IF(\n    FixtureInclude=\"x\",\n    ROW(FixtureRebCosts)-ROW(Fixtures!$B$36)\n   ),\n   ROWS(F$17:F70)\n  )\n ),\"\")","v":""},{"$f":"IFERROR(\n INDEX(FixtureMaintCosts,\n  SMALL(\n   IF(\n    FixtureInclude=\"x\",\n    ROW(FixtureMaintCosts)-ROW(Fixtures!$B$36)\n   ),\n   ROWS(G$17:G70)\n  )\n ),\"\")","v":""},{"$f":"IFERROR(\n INDEX(FixtureMaintInf,\n  SMALL(\n   IF(\n    FixtureInclude=\"x\",\n    ROW(FixtureMaintInf)-ROW(Fixtures!$B$36)\n   ),\n   ROWS(H$17:H70)\n  )\n ),\"\")","v":""}]
["Upgrade 55",{"$f":"IFERROR(\n INDEX(FixtureNames,\n  SMALL(\n   IF(\n    FixtureInclude=\"x\",\n    ROW(FixtureNames)-ROW(Fixtures!$B$36)\n   ),\n   ROWS(B$17:B71)\n  )\n ),\"\")","v":""},{"$f":"IFERROR(\n INDEX(FixtureWatts,\n  SMALL(\n   IF(\n    FixtureInclude=\"x\",\n    ROW(FixtureWatts)-ROW(Fixtures!$B$36)\n   ),\n   ROWS(C$17:C71)\n  )\n ),\"\")","v":""},{"$f":"IFERROR(\n INDEX(FixtureEqCosts,\n  SMALL(\n   IF(\n    FixtureInclude=\"x\",\n    ROW(FixtureEqCosts)-ROW(Fixtures!$B$36)\n   ),\n   ROWS(D$17:D71)\n  )\n ),\"\")","v":""},{"$f":"IFERROR(\n INDEX(FixtureInstCosts,\n  SMALL(\n   IF(\n    FixtureInclude=\"x\",\n    ROW(FixtureInstCosts)-ROW(Fixtures!$B$36)\n   ),\n   ROWS(E$17:E71)\n  )\n ),\"\")","v":""},{"$f":"IFERROR(\n INDEX(FixtureRebCosts,\n  SMALL(\n   IF(\n    FixtureInclude=\"x\",\n    ROW(FixtureRebCosts)-ROW(Fixtures!$B$36)\n   ),\n   ROWS(F$17:F71)\n  )\n ),\"\")","v":""},{"$f":"IFERROR(\n INDEX(FixtureMaintCosts,\n  SMALL(\n   IF(\n    FixtureInclude=\"x\",\n    ROW(FixtureMaintCosts)-ROW(Fixtures!$B$36)\n   ),\n   ROWS(G$17:G71)\n  )\n ),\"\")","v":""},{"$f":"IFERROR(\n INDEX(FixtureMaintInf,\n  SMALL(\n   IF(\n    FixtureInclude=\"x\",\n    ROW(FixtureMaintInf)-ROW(Fixtures!$B$36)\n   ),\n   ROWS(H$17:H71)\n  )\n ),\"\")","v":""}]
["Upgrade 56",{"$f":"IFERROR(\n INDEX(FixtureNames,\n  SMALL(\n   IF(\n    FixtureInclude=\"x\",\n    ROW(FixtureNames)-ROW(Fixtures!$B$36)\n   ),\n   ROWS(B$17:B72)\n  )\n ),\"\")","v":""},{"$f":"IFERROR(\n INDEX(FixtureWatts,\n  SMALL(\n   IF(\n    FixtureInclude=\"x\",\n    ROW(FixtureWatts)-ROW(Fixtures!$B$36)\n   ),\n   ROWS(C$17:C72)\n  )\n ),\"\")","v":""},{"$f":"IFERROR(\n INDEX(FixtureEqCosts,\n  SMALL(\n   IF(\n    FixtureInclude=\"x\",\n    ROW(FixtureEqCosts)-ROW(Fixtures!$B$36)\n   ),\n   ROWS(D$17:D72)\n  )\n ),\"\")","v":""},{"$f":"IFERROR(\n INDEX(FixtureInstCosts,\n  SMALL(\n   IF(\n    FixtureInclude=\"x\",\n    ROW(FixtureInstCosts)-ROW(Fixtures!$B$36)\n   ),\n   ROWS(E$17:E72)\n  )\n ),\"\")","v":""},{"$f":"IFERROR(\n INDEX(FixtureRebCosts,\n  SMALL(\n   IF(\n    FixtureInclude=\"x\",\n    ROW(FixtureRebCosts)-ROW(Fixtures!$B$36)\n   ),\n   ROWS(F$17:F72)\n  )\n ),\"\")","v":""},{"$f":"IFERROR(\n INDEX(FixtureMaintCosts,\n  SMALL(\n   IF(\n    FixtureInclude=\"x\",\n    ROW(FixtureMaintCosts)-ROW(Fixtures!$B$36)\n   ),\n   ROWS(G$17:G72)\n  )\n ),\"\")","v":""},{"$f":"IFERROR(\n INDEX(FixtureMaintInf,\n  SMALL(\n   IF(\n    FixtureInclude=\"x\",\n    ROW(FixtureMaintInf)-ROW(Fixtures!$B$36)\n   ),\n   ROWS(H$17:H72)\n  )\n ),\"\")","v":""}]
["Upgrade 57",{"$f":"IFERROR(\n INDEX(FixtureNames,\n  SMALL(\n   IF(\n    FixtureInclude=\"x\",\n    ROW(FixtureNames)-ROW(Fixtures!$B$36)\n   ),\n   ROWS(B$17:B73)\n  )\n ),\"\")","v":""},{"$f":"IFERROR(\n INDEX(FixtureWatts,\n  SMALL(\n   IF(\n    FixtureInclude=\"x\",\n    ROW(FixtureWatts)-ROW(Fixtures!$B$36)\n   ),\n   ROWS(C$17:C73)\n  )\n ),\"\")","v":""},{"$f":"IFERROR(\n INDEX(FixtureEqCosts,\n  SMALL(\n   IF(\n    FixtureInclude=\"x\",\n    ROW(FixtureEqCosts)-ROW(Fixtures!$B$36)\n   ),\n   ROWS(D$17:D73)\n  )\n ),\"\")","v":""},{"$f":"IFERROR(\n INDEX(FixtureInstCosts,\n  SMALL(\n   IF(\n    FixtureInclude=\"x\",\n    ROW(FixtureInstCosts)-ROW(Fixtures!$B$36)\n   ),\n   ROWS(E$17:E73)\n  )\n ),\"\")","v":""},{"$f":"IFERROR(\n INDEX(FixtureRebCosts,\n  SMALL(\n   IF(\n    FixtureInclude=\"x\",\n    ROW(FixtureRebCosts)-ROW(Fixtures!$B$36)\n   ),\n   ROWS(F$17:F73)\n  )\n ),\"\")","v":""},{"$f":"IFERROR(\n INDEX(FixtureMaintCosts,\n  SMALL(\n   IF(\n    FixtureInclude=\"x\",\n    ROW(FixtureMaintCosts)-ROW(Fixtures!$B$36)\n   ),\n   ROWS(G$17:G73)\n  )\n ),\"\")","v":""},{"$f":"IFERROR(\n INDEX(FixtureMaintInf,\n  SMALL(\n   IF(\n    FixtureInclude=\"x\",\n    ROW(FixtureMaintInf)-ROW(Fixtures!$B$36)\n   ),\n   ROWS(H$17:H73)\n  )\n ),\"\")","v":""}]
["Upgrade 58",{"$f":"IFERROR(\n INDEX(FixtureNames,\n  SMALL(\n   IF(\n    FixtureInclude=\"x\",\n    ROW(FixtureNames)-ROW(Fixtures!$B$36)\n   ),\n   ROWS(B$17:B74)\n  )\n ),\"\")","v":""},{"$f":"IFERROR(\n INDEX(FixtureWatts,\n  SMALL(\n   IF(\n    FixtureInclude=\"x\",\n    ROW(FixtureWatts)-ROW(Fixtures!$B$36)\n   ),\n   ROWS(C$17:C74)\n  )\n ),\"\")","v":""},{"$f":"IFERROR(\n INDEX(FixtureEqCosts,\n  SMALL(\n   IF(\n    FixtureInclude=\"x\",\n    ROW(FixtureEqCosts)-ROW(Fixtures!$B$36)\n   ),\n   ROWS(D$17:D74)\n  )\n ),\"\")","v":""},{"$f":"IFERROR(\n INDEX(FixtureInstCosts,\n  SMALL(\n   IF(\n    FixtureInclude=\"x\",\n    ROW(FixtureInstCosts)-ROW(Fixtures!$B$36)\n   ),\n   ROWS(E$17:E74)\n  )\n ),\"\")","v":""},{"$f":"IFERROR(\n INDEX(FixtureRebCosts,\n  SMALL(\n   IF(\n    FixtureInclude=\"x\",\n    ROW(FixtureRebCosts)-ROW(Fixtures!$B$36)\n   ),\n   ROWS(F$17:F74)\n  )\n ),\"\")","v":""},{"$f":"IFERROR(\n INDEX(FixtureMaintCosts,\n  SMALL(\n   IF(\n    FixtureInclude=\"x\",\n    ROW(FixtureMaintCosts)-ROW(Fixtures!$B$36)\n   ),\n   ROWS(G$17:G74)\n  )\n ),\"\")","v":""},{"$f":"IFERROR(\n INDEX(FixtureMaintInf,\n  SMALL(\n   IF(\n    FixtureInclude=\"x\",\n    ROW(FixtureMaintInf)-ROW(Fixtures!$B$36)\n   ),\n   ROWS(H$17:H74)\n  )\n ),\"\")","v":""}]
["Upgrade 59",{"$f":"IFERROR(\n INDEX(FixtureNames,\n  SMALL(\n   IF(\n    FixtureInclude=\"x\",\n    ROW(FixtureNames)-ROW(Fixtures!$B$36)\n   ),\n   ROWS(B$17:B75)\n  )\n ),\"\")","v":""},{"$f":"IFERROR(\n INDEX(FixtureWatts,\n  SMALL(\n   IF(\n    FixtureInclude=\"x\",\n    ROW(FixtureWatts)-ROW(Fixtures!$B$36)\n   ),\n   ROWS(C$17:C75)\n  )\n ),\"\")","v":""},{"$f":"IFERROR(\n INDEX(FixtureEqCosts,\n  SMALL(\n   IF(\n    FixtureInclude=\"x\",\n    ROW(FixtureEqCosts)-ROW(Fixtures!$B$36)\n   ),\n   ROWS(D$17:D75)\n  )\n ),\"\")","v":""},{"$f":"IFERROR(\n INDEX(FixtureInstCosts,\n  SMALL(\n   IF(\n    FixtureInclude=\"x\",\n    ROW(FixtureInstCosts)-ROW(Fixtures!$B$36)\n   ),\n   ROWS(E$17:E75)\n  )\n ),\"\")","v":""},{"$f":"IFERROR(\n INDEX(FixtureRebCosts,\n  SMALL(\n   IF(\n    FixtureInclude=\"x\",\n    ROW(FixtureRebCosts)-ROW(Fixtures!$B$36)\n   ),\n   ROWS(F$17:F75)\n  )\n ),\"\")","v":""},{"$f":"IFERROR(\n INDEX(FixtureMaintCosts,\n  SMALL(\n   IF(\n    FixtureInclude=\"x\",\n    ROW(FixtureMaintCosts)-ROW(Fixtures!$B$36)\n   ),\n   ROWS(G$17:G75)\n  )\n ),\"\")","v":""},{"$f":"IFERROR(\n INDEX(FixtureMaintInf,\n  SMALL(\n   IF(\n    FixtureInclude=\"x\",\n    ROW(FixtureMaintInf)-ROW(Fixtures!$B$36)\n   ),\n   ROWS(H$17:H75)\n  )\n ),\"\")","v":""}]
["Upgrade 60",{"$f":"IFERROR(\n INDEX(FixtureNames,\n  SMALL(\n   IF(\n    FixtureInclude=\"x\",\n    ROW(FixtureNames)-ROW(Fixtures!$B$36)\n   ),\n   ROWS(B$17:B76)\n  )\n ),\"\")","v":""},{"$f":"IFERROR(\n INDEX(FixtureWatts,\n  SMALL(\n   IF(\n    FixtureInclude=\"x\",\n    ROW(FixtureWatts)-ROW(Fixtures!$B$36)\n   ),\n   ROWS(C$17:C76)\n  )\n ),\"\")","v":""},{"$f":"IFERROR(\n INDEX(FixtureEqCosts,\n  SMALL(\n   IF(\n    FixtureInclude=\"x\",\n    ROW(FixtureEqCosts)-ROW(Fixtures!$B$36)\n   ),\n   ROWS(D$17:D76)\n  )\n ),\"\")","v":""},{"$f":"IFERROR(\n INDEX(FixtureInstCosts,\n  SMALL(\n   IF(\n    FixtureInclude=\"x\",\n    ROW(FixtureInstCosts)-ROW(Fixtures!$B$36)\n   ),\n   ROWS(E$17:E76)\n  )\n ),\"\")","v":""},{"$f":"IFERROR(\n INDEX(FixtureRebCosts,\n  SMALL(\n   IF(\n    FixtureInclude=\"x\",\n    ROW(FixtureRebCosts)-ROW(Fixtures!$B$36)\n   ),\n   ROWS(F$17:F76)\n  )\n ),\"\")","v":""},{"$f":"IFERROR(\n INDEX(FixtureMaintCosts,\n  SMALL(\n   IF(\n    FixtureInclude=\"x\",\n    ROW(FixtureMaintCosts)-ROW(Fixtures!$B$36)\n   ),\n   ROWS(G$17:G76)\n  )\n ),\"\")","v":""},{"$f":"IFERROR(\n INDEX(FixtureMaintInf,\n  SMALL(\n   IF(\n    FixtureInclude=\"x\",\n    ROW(FixtureMaintInf)-ROW(Fixtures!$B$36)\n   ),\n   ROWS(H$17:H76)\n  )\n ),\"\")","v":""}]
["Upgrade 61",{"$f":"IFERROR(\n INDEX(FixtureNames,\n  SMALL(\n   IF(\n    FixtureInclude=\"x\",\n    ROW(FixtureNames)-ROW(Fixtures!$B$36)\n   ),\n   ROWS(B$17:B77)\n  )\n ),\"\")","v":""},{"$f":"IFERROR(\n INDEX(FixtureWatts,\n  SMALL(\n   IF(\n    FixtureInclude=\"x\",\n    ROW(FixtureWatts)-ROW(Fixtures!$B$36)\n   ),\n   ROWS(C$17:C77)\n  )\n ),\"\")","v":""},{"$f":"IFERROR(\n INDEX(FixtureEqCosts,\n  SMALL(\n   IF(\n    FixtureInclude=\"x\",\n    ROW(FixtureEqCosts)-ROW(Fixtures!$B$36)\n   ),\n   ROWS(D$17:D77)\n  )\n ),\"\")","v":""},{"$f":"IFERROR(\n INDEX(FixtureInstCosts,\n  SMALL(\n   IF(\n    FixtureInclude=\"x\",\n    ROW(FixtureInstCosts)-ROW(Fixtures!$B$36)\n   ),\n   ROWS(E$17:E77)\n  )\n ),\"\")","v":""},{"$f":"IFERROR(\n INDEX(FixtureRebCosts,\n  SMALL(\n   IF(\n    FixtureInclude=\"x\",\n    ROW(FixtureRebCosts)-ROW(Fixtures!$B$36)\n   ),\n   ROWS(F$17:F77)\n  )\n ),\"\")","v":""},{"$f":"IFERROR(\n INDEX(FixtureMaintCosts,\n  SMALL(\n   IF(\n    FixtureInclude=\"x\",\n    ROW(FixtureMaintCosts)-ROW(Fixtures!$B$36)\n   ),\n   ROWS(G$17:G77)\n  )\n ),\"\")","v":""},{"$f":"IFERROR(\n INDEX(FixtureMaintInf,\n  SMALL(\n   IF(\n    FixtureInclude=\"x\",\n    ROW(FixtureMaintInf)-ROW(Fixtures!$B$36)\n   ),\n   ROWS(H$17:H77)\n  )\n ),\"\")","v":""}]
["Upgrade 62",{"$f":"IFERROR(\n INDEX(FixtureNames,\n  SMALL(\n   IF(\n    FixtureInclude=\"x\",\n    ROW(FixtureNames)-ROW(Fixtures!$B$36)\n   ),\n   ROWS(B$17:B78)\n  )\n ),\"\")","v":""},{"$f":"IFERROR(\n INDEX(FixtureWatts,\n  SMALL(\n   IF(\n    FixtureInclude=\"x\",\n    ROW(FixtureWatts)-ROW(Fixtures!$B$36)\n   ),\n   ROWS(C$17:C78)\n  )\n ),\"\")","v":""},{"$f":"IFERROR(\n INDEX(FixtureEqCosts,\n  SMALL(\n   IF(\n    FixtureInclude=\"x\",\n    ROW(FixtureEqCosts)-ROW(Fixtures!$B$36)\n   ),\n   ROWS(D$17:D78)\n  )\n ),\"\")","v":""},{"$f":"IFERROR(\n INDEX(FixtureInstCosts,\n  SMALL(\n   IF(\n    FixtureInclude=\"x\",\n    ROW(FixtureInstCosts)-ROW(Fixtures!$B$36)\n   ),\n   ROWS(E$17:E78)\n  )\n ),\"\")","v":""},{"$f":"IFERROR(\n INDEX(FixtureRebCosts,\n  SMALL(\n   IF(\n    FixtureInclude=\"x\",\n    ROW(FixtureRebCosts)-ROW(Fixtures!$B$36)\n   ),\n   ROWS(F$17:F78)\n  )\n ),\"\")","v":""},{"$f":"IFERROR(\n INDEX(FixtureMaintCosts,\n  SMALL(\n   IF(\n    FixtureInclude=\"x\",\n    ROW(FixtureMaintCosts)-ROW(Fixtures!$B$36)\n   ),\n   ROWS(G$17:G78)\n  )\n ),\"\")","v":""},{"$f":"IFERROR(\n INDEX(FixtureMaintInf,\n  SMALL(\n   IF(\n    FixtureInclude=\"x\",\n    ROW(FixtureMaintInf)-ROW(Fixtures!$B$36)\n   ),\n   ROWS(H$17:H78)\n  )\n ),\"\")","v":""}]
["Upgrade 63",{"$f":"IFERROR(\n INDEX(FixtureNames,\n  SMALL(\n   IF(\n    FixtureInclude=\"x\",\n    ROW(FixtureNames)-ROW(Fixtures!$B$36)\n   ),\n   ROWS(B$17:B79)\n  )\n ),\"\")","v":""},{"$f":"IFERROR(\n INDEX(FixtureWatts,\n  SMALL(\n   IF(\n    FixtureInclude=\"x\",\n    ROW(FixtureWatts)-ROW(Fixtures!$B$36)\n   ),\n   ROWS(C$17:C79)\n  )\n ),\"\")","v":""},{"$f":"IFERROR(\n INDEX(FixtureEqCosts,\n  SMALL(\n   IF(\n    FixtureInclude=\"x\",\n    ROW(FixtureEqCosts)-ROW(Fixtures!$B$36)\n   ),\n   ROWS(D$17:D79)\n  )\n ),\"\")","v":""},{"$f":"IFERROR(\n INDEX(FixtureInstCosts,\n  SMALL(\n   IF(\n    FixtureInclude=\"x\",\n    ROW(FixtureInstCosts)-ROW(Fixtures!$B$36)\n   ),\n   ROWS(E$17:E79)\n  )\n ),\"\")","v":""},{"$f":"IFERROR(\n INDEX(FixtureRebCosts,\n  SMALL(\n   IF(\n    FixtureInclude=\"x\",\n    ROW(FixtureRebCosts)-ROW(Fixtures!$B$36)\n   ),\n   ROWS(F$17:F79)\n  )\n ),\"\")","v":""},{"$f":"IFERROR(\n INDEX(FixtureMaintCosts,\n  SMALL(\n   IF(\n    FixtureInclude=\"x\",\n    ROW(FixtureMaintCosts)-ROW(Fixtures!$B$36)\n   ),\n   ROWS(G$17:G79)\n  )\n ),\"\")","v":""},{"$f":"IFERROR(\n INDEX(FixtureMaintInf,\n  SMALL(\n   IF(\n    FixtureInclude=\"x\",\n    ROW(FixtureMaintInf)-ROW(Fixtures!$B$36)\n   ),\n   ROWS(H$17:H79)\n  )\n ),\"\")","v":""}]
["Upgrade 64",{"$f":"IFERROR(\n INDEX(FixtureNames,\n  SMALL(\n   IF(\n    FixtureInclude=\"x\",\n    ROW(FixtureNames)-ROW(Fixtures!$B$36)\n   ),\n   ROWS(B$17:B80)\n  )\n ),\"\")","v":""},{"$f":"IFERROR(\n INDEX(FixtureWatts,\n  SMALL(\n   IF(\n    FixtureInclude=\"x\",\n    ROW(FixtureWatts)-ROW(Fixtures!$B$36)\n   ),\n   ROWS(C$17:C80)\n  )\n ),\"\")","v":""},{"$f":"IFERROR(\n INDEX(FixtureEqCosts,\n  SMALL(\n   IF(\n    FixtureInclude=\"x\",\n    ROW(FixtureEqCosts)-ROW(Fixtures!$B$36)\n   ),\n   ROWS(D$17:D80)\n  )\n ),\"\")","v":""},{"$f":"IFERROR(\n INDEX(FixtureInstCosts,\n  SMALL(\n   IF(\n    FixtureInclude=\"x\",\n    ROW(FixtureInstCosts)-ROW(Fixtures!$B$36)\n   ),\n   ROWS(E$17:E80)\n  )\n ),\"\")","v":""},{"$f":"IFERROR(\n INDEX(FixtureRebCosts,\n  SMALL(\n   IF(\n    FixtureInclude=\"x\",\n    ROW(FixtureRebCosts)-ROW(Fixtures!$B$36)\n   ),\n   ROWS(F$17:F80)\n  )\n ),\"\")","v":""},{"$f":"IFERROR(\n INDEX(FixtureMaintCosts,\n  SMALL(\n   IF(\n    FixtureInclude=\"x\",\n    ROW(FixtureMaintCosts)-ROW(Fixtures!$B$36)\n   ),\n   ROWS(G$17:G80)\n  )\n ),\"\")","v":""},{"$f":"IFERROR(\n INDEX(FixtureMaintInf,\n  SMALL(\n   IF(\n    FixtureInclude=\"x\",\n    ROW(FixtureMaintInf)-ROW(Fixtures!$B$36)\n   ),\n   ROWS(H$17:H80)\n  )\n ),\"\")","v":""}]
[{"$f":"tUpgrade &\" \" & ROW($A82)- ROW($A$17)","v":"Upgrade 65"},{"$f":"IFERROR(\n INDEX(FixtureNames,\n  SMALL(\n   IF(\n    FixtureInclude=\"x\",\n    ROW(FixtureNames)-ROW(Fixtures!$B$36)\n   ),\n   ROWS(B$17:B81)\n  )\n ),\"\")","v":""},{"$f":"IFERROR(\n INDEX(FixtureWatts,\n  SMALL(\n   IF(\n    FixtureInclude=\"x\",\n    ROW(FixtureWatts)-ROW(Fixtures!$B$36)\n   ),\n   ROWS(C$17:C81)\n  )\n ),\"\")","v":""},{"$f":"IFERROR(\n INDEX(FixtureEqCosts,\n  SMALL(\n   IF(\n    FixtureInclude=\"x\",\n    ROW(FixtureEqCosts)-ROW(Fixtures!$B$36)\n   ),\n   ROWS(D$17:D81)\n  )\n ),\"\")","v":""},{"$f":"IFERROR(\n INDEX(FixtureInstCosts,\n  SMALL(\n   IF(\n    FixtureInclude=\"x\",\n    ROW(FixtureInstCosts)-ROW(Fixtures!$B$36)\n   ),\n   ROWS(E$17:E81)\n  )\n ),\"\")","v":""},{"$f":"IFERROR(\n INDEX(FixtureRebCosts,\n  SMALL(\n   IF(\n    FixtureInclude=\"x\",\n    ROW(FixtureRebCosts)-ROW(Fixtures!$B$36)\n   ),\n   ROWS(F$17:F81)\n  )\n ),\"\")","v":""},{"$f":"IFERROR(\n INDEX(FixtureMaintCosts,\n  SMALL(\n   IF(\n    FixtureInclude=\"x\",\n    ROW(FixtureMaintCosts)-ROW(Fixtures!$B$36)\n   ),\n   ROWS(G$17:G81)\n  )\n ),\"\")","v":""},{"$f":"IFERROR(\n INDEX(FixtureMaintInf,\n  SMALL(\n   IF(\n    FixtureInclude=\"x\",\n    ROW(FixtureMaintInf)-ROW(Fixtures!$B$36)\n   ),\n   ROWS(H$17:H81)\n  )\n ),\"\")","v":""}]
["Upgrade 66",{"$f":"IFERROR(\n INDEX(FixtureNames,\n  SMALL(\n   IF(\n    FixtureInclude=\"x\",\n    ROW(FixtureNames)-ROW(Fixtures!$B$36)\n   ),\n   ROWS(B$17:B82)\n  )\n ),\"\")","v":""},{"$f":"IFERROR(\n INDEX(FixtureWatts,\n  SMALL(\n   IF(\n    FixtureInclude=\"x\",\n    ROW(FixtureWatts)-ROW(Fixtures!$B$36)\n   ),\n   ROWS(C$17:C82)\n  )\n ),\"\")","v":""},{"$f":"IFERROR(\n INDEX(FixtureEqCosts,\n  SMALL(\n   IF(\n    FixtureInclude=\"x\",\n    ROW(FixtureEqCosts)-ROW(Fixtures!$B$36)\n   ),\n   ROWS(D$17:D82)\n  )\n ),\"\")","v":""},{"$f":"IFERROR(\n INDEX(FixtureInstCosts,\n  SMALL(\n   IF(\n    FixtureInclude=\"x\",\n    ROW(FixtureInstCosts)-ROW(Fixtures!$B$36)\n   ),\n   ROWS(E$17:E82)\n  )\n ),\"\")","v":""},{"$f":"IFERROR(\n INDEX(FixtureRebCosts,\n  SMALL(\n   IF(\n    FixtureInclude=\"x\",\n    ROW(FixtureRebCosts)-ROW(Fixtures!$B$36)\n   ),\n   ROWS(F$17:F82)\n  )\n ),\"\")","v":""},{"$f":"IFERROR(\n INDEX(FixtureMaintCosts,\n  SMALL(\n   IF(\n    FixtureInclude=\"x\",\n    ROW(FixtureMaintCosts)-ROW(Fixtures!$B$36)\n   ),\n   ROWS(G$17:G82)\n  )\n ),\"\")","v":""},{"$f":"IFERROR(\n INDEX(FixtureMaintInf,\n  SMALL(\n   IF(\n    FixtureInclude=\"x\",\n    ROW(FixtureMaintInf)-ROW(Fixtures!$B$36)\n   ),\n   ROWS(H$17:H82)\n  )\n ),\"\")","v":""}]
["Upgrade 67",{"$f":"IFERROR(\n INDEX(FixtureNames,\n  SMALL(\n   IF(\n    FixtureInclude=\"x\",\n    ROW(FixtureNames)-ROW(Fixtures!$B$36)\n   ),\n   ROWS(B$17:B83)\n  )\n ),\"\")","v":""},{"$f":"IFERROR(\n INDEX(FixtureWatts,\n  SMALL(\n   IF(\n    FixtureInclude=\"x\",\n    ROW(FixtureWatts)-ROW(Fixtures!$B$36)\n   ),\n   ROWS(C$17:C83)\n  )\n ),\"\")","v":""},{"$f":"IFERROR(\n INDEX(FixtureEqCosts,\n  SMALL(\n   IF(\n    FixtureInclude=\"x\",\n    ROW(FixtureEqCosts)-ROW(Fixtures!$B$36)\n   ),\n   ROWS(D$17:D83)\n  )\n ),\"\")","v":""},{"$f":"IFERROR(\n INDEX(FixtureInstCosts,\n  SMALL(\n   IF(\n    FixtureInclude=\"x\",\n    ROW(FixtureInstCosts)-ROW(Fixtures!$B$36)\n   ),\n   ROWS(E$17:E83)\n  )\n ),\"\")","v":""},{"$f":"IFERROR(\n INDEX(FixtureRebCosts,\n  SMALL(\n   IF(\n    FixtureInclude=\"x\",\n    ROW(FixtureRebCosts)-ROW(Fixtures!$B$36)\n   ),\n   ROWS(F$17:F83)\n  )\n ),\"\")","v":""},{"$f":"IFERROR(\n INDEX(FixtureMaintCosts,\n  SMALL(\n   IF(\n    FixtureInclude=\"x\",\n    ROW(FixtureMaintCosts)-ROW(Fixtures!$B$36)\n   ),\n   ROWS(G$17:G83)\n  )\n ),\"\")","v":""},{"$f":"IFERROR(\n INDEX(FixtureMaintInf,\n  SMALL(\n   IF(\n    FixtureInclude=\"x\",\n    ROW(FixtureMaintInf)-ROW(Fixtures!$B$36)\n   ),\n   ROWS(H$17:H83)\n  )\n ),\"\")","v":""}]
["Upgrade 68",{"$f":"IFERROR(\n INDEX(FixtureNames,\n  SMALL(\n   IF(\n    FixtureInclude=\"x\",\n    ROW(FixtureNames)-ROW(Fixtures!$B$36)\n   ),\n   ROWS(B$17:B84)\n  )\n ),\"\")","v":""},{"$f":"IFERROR(\n INDEX(FixtureWatts,\n  SMALL(\n   IF(\n    FixtureInclude=\"x\",\n    ROW(FixtureWatts)-ROW(Fixtures!$B$36)\n   ),\n   ROWS(C$17:C84)\n  )\n ),\"\")","v":""},{"$f":"IFERROR(\n INDEX(FixtureEqCosts,\n  SMALL(\n   IF(\n    FixtureInclude=\"x\",\n    ROW(FixtureEqCosts)-ROW(Fixtures!$B$36)\n   ),\n   ROWS(D$17:D84)\n  )\n ),\"\")","v":""},{"$f":"IFERROR(\n INDEX(FixtureInstCosts,\n  SMALL(\n   IF(\n    FixtureInclude=\"x\",\n    ROW(FixtureInstCosts)-ROW(Fixtures!$B$36)\n   ),\n   ROWS(E$17:E84)\n  )\n ),\"\")","v":""},{"$f":"IFERROR(\n INDEX(FixtureRebCosts,\n  SMALL(\n   IF(\n    FixtureInclude=\"x\",\n    ROW(FixtureRebCosts)-ROW(Fixtures!$B$36)\n   ),\n   ROWS(F$17:F84)\n  )\n ),\"\")","v":""},{"$f":"IFERROR(\n INDEX(FixtureMaintCosts,\n  SMALL(\n   IF(\n    FixtureInclude=\"x\",\n    ROW(FixtureMaintCosts)-ROW(Fixtures!$B$36)\n   ),\n   ROWS(G$17:G84)\n  )\n ),\"\")","v":""},{"$f":"IFERROR(\n INDEX(FixtureMaintInf,\n  SMALL(\n   IF(\n    FixtureInclude=\"x\",\n    ROW(FixtureMaintInf)-ROW(Fixtures!$B$36)\n   ),\n   ROWS(H$17:H84)\n  )\n ),\"\")","v":""}]
["Upgrade 69",{"$f":"IFERROR(\n INDEX(FixtureNames,\n  SMALL(\n   IF(\n    FixtureInclude=\"x\",\n    ROW(FixtureNames)-ROW(Fixtures!$B$36)\n   ),\n   ROWS(B$17:B85)\n  )\n ),\"\")","v":""},{"$f":"IFERROR(\n INDEX(FixtureWatts,\n  SMALL(\n   IF(\n    FixtureInclude=\"x\",\n    ROW(FixtureWatts)-ROW(Fixtures!$B$36)\n   ),\n   ROWS(C$17:C85)\n  )\n ),\"\")","v":""},{"$f":"IFERROR(\n INDEX(FixtureEqCosts,\n  SMALL(\n   IF(\n    FixtureInclude=\"x\",\n    ROW(FixtureEqCosts)-ROW(Fixtures!$B$36)\n   ),\n   ROWS(D$17:D85)\n  )\n ),\"\")","v":""},{"$f":"IFERROR(\n INDEX(FixtureInstCosts,\n  SMALL(\n   IF(\n    FixtureInclude=\"x\",\n    ROW(FixtureInstCosts)-ROW(Fixtures!$B$36)\n   ),\n   ROWS(E$17:E85)\n  )\n ),\"\")","v":""},{"$f":"IFERROR(\n INDEX(FixtureRebCosts,\n  SMALL(\n   IF(\n    FixtureInclude=\"x\",\n    ROW(FixtureRebCosts)-ROW(Fixtures!$B$36)\n   ),\n   ROWS(F$17:F85)\n  )\n ),\"\")","v":""},{"$f":"IFERROR(\n INDEX(FixtureMaintCosts,\n  SMALL(\n   IF(\n    FixtureInclude=\"x\",\n    ROW(FixtureMaintCosts)-ROW(Fixtures!$B$36)\n   ),\n   ROWS(G$17:G85)\n  )\n ),\"\")","v":""},{"$f":"IFERROR(\n INDEX(FixtureMaintInf,\n  SMALL(\n   IF(\n    FixtureInclude=\"x\",\n    ROW(FixtureMaintInf)-ROW(Fixtures!$B$36)\n   ),\n   ROWS(H$17:H85)\n  )\n ),\"\")","v":""}]
["Upgrade 70",{"$f":"IFERROR(\n INDEX(FixtureNames,\n  SMALL(\n   IF(\n    FixtureInclude=\"x\",\n    ROW(FixtureNames)-ROW(Fixtures!$B$36)\n   ),\n   ROWS(B$17:B86)\n  )\n ),\"\")","v":""},{"$f":"IFERROR(\n INDEX(FixtureWatts,\n  SMALL(\n   IF(\n    FixtureInclude=\"x\",\n    ROW(FixtureWatts)-ROW(Fixtures!$B$36)\n   ),\n   ROWS(C$17:C86)\n  )\n ),\"\")","v":""},{"$f":"IFERROR(\n INDEX(FixtureEqCosts,\n  SMALL(\n   IF(\n    FixtureInclude=\"x\",\n    ROW(FixtureEqCosts)-ROW(Fixtures!$B$36)\n   ),\n   ROWS(D$17:D86)\n  )\n ),\"\")","v":""},{"$f":"IFERROR(\n INDEX(FixtureInstCosts,\n  SMALL(\n   IF(\n    FixtureInclude=\"x\",\n    ROW(FixtureInstCosts)-ROW(Fixtures!$B$36)\n   ),\n   ROWS(E$17:E86)\n  )\n ),\"\")","v":""},{"$f":"IFERROR(\n INDEX(FixtureRebCosts,\n  SMALL(\n   IF(\n    FixtureInclude=\"x\",\n    ROW(FixtureRebCosts)-ROW(Fixtures!$B$36)\n   ),\n   ROWS(F$17:F86)\n  )\n ),\"\")","v":""},{"$f":"IFERROR(\n INDEX(FixtureMaintCosts,\n  SMALL(\n   IF(\n    FixtureInclude=\"x\",\n    ROW(FixtureMaintCosts)-ROW(Fixtures!$B$36)\n   ),\n   ROWS(G$17:G86)\n  )\n ),\"\")","v":""},{"$f":"IFERROR(\n INDEX(FixtureMaintInf,\n  SMALL(\n   IF(\n    FixtureInclude=\"x\",\n    ROW(FixtureMaintInf)-ROW(Fixtures!$B$36)\n   ),\n   ROWS(H$17:H86)\n  )\n ),\"\")","v":""}]
["Upgrade 71",{"$f":"IFERROR(\n INDEX(FixtureNames,\n  SMALL(\n   IF(\n    FixtureInclude=\"x\",\n    ROW(FixtureNames)-ROW(Fixtures!$B$36)\n   ),\n   ROWS(B$17:B87)\n  )\n ),\"\")","v":""},{"$f":"IFERROR(\n INDEX(FixtureWatts,\n  SMALL(\n   IF(\n    FixtureInclude=\"x\",\n    ROW(FixtureWatts)-ROW(Fixtures!$B$36)\n   ),\n   ROWS(C$17:C87)\n  )\n ),\"\")","v":""},{"$f":"IFERROR(\n INDEX(FixtureEqCosts,\n  SMALL(\n   IF(\n    FixtureInclude=\"x\",\n    ROW(FixtureEqCosts)-ROW(Fixtures!$B$36)\n   ),\n   ROWS(D$17:D87)\n  )\n ),\"\")","v":""},{"$f":"IFERROR(\n INDEX(FixtureInstCosts,\n  SMALL(\n   IF(\n    FixtureInclude=\"x\",\n    ROW(FixtureInstCosts)-ROW(Fixtures!$B$36)\n   ),\n   ROWS(E$17:E87)\n  )\n ),\"\")","v":""},{"$f":"IFERROR(\n INDEX(FixtureRebCosts,\n  SMALL(\n   IF(\n    FixtureInclude=\"x\",\n    ROW(FixtureRebCosts)-ROW(Fixtures!$B$36)\n   ),\n   ROWS(F$17:F87)\n  )\n ),\"\")","v":""},{"$f":"IFERROR(\n INDEX(FixtureMaintCosts,\n  SMALL(\n   IF(\n    FixtureInclude=\"x\",\n    ROW(FixtureMaintCosts)-ROW(Fixtures!$B$36)\n   ),\n   ROWS(G$17:G87)\n  )\n ),\"\")","v":""},{"$f":"IFERROR(\n INDEX(FixtureMaintInf,\n  SMALL(\n   IF(\n    FixtureInclude=\"x\",\n    ROW(FixtureMaintInf)-ROW(Fixtures!$B$36)\n   ),\n   ROWS(H$17:H87)\n  )\n ),\"\")","v":""}]
["Upgrade 72",{"$f":"IFERROR(\n INDEX(FixtureNames,\n  SMALL(\n   IF(\n    FixtureInclude=\"x\",\n    ROW(FixtureNames)-ROW(Fixtures!$B$36)\n   ),\n   ROWS(B$17:B88)\n  )\n ),\"\")","v":""},{"$f":"IFERROR(\n INDEX(FixtureWatts,\n  SMALL(\n   IF(\n    FixtureInclude=\"x\",\n    ROW(FixtureWatts)-ROW(Fixtures!$B$36)\n   ),\n   ROWS(C$17:C88)\n  )\n ),\"\")","v":""},{"$f":"IFERROR(\n INDEX(FixtureEqCosts,\n  SMALL(\n   IF(\n    FixtureInclude=\"x\",\n    ROW(FixtureEqCosts)-ROW(Fixtures!$B$36)\n   ),\n   ROWS(D$17:D88)\n  )\n ),\"\")","v":""},{"$f":"IFERROR(\n INDEX(FixtureInstCosts,\n  SMALL(\n   IF(\n    FixtureInclude=\"x\",\n    ROW(FixtureInstCosts)-ROW(Fixtures!$B$36)\n   ),\n   ROWS(E$17:E88)\n  )\n ),\"\")","v":""},{"$f":"IFERROR(\n INDEX(FixtureRebCosts,\n  SMALL(\n   IF(\n    FixtureInclude=\"x\",\n    ROW(FixtureRebCosts)-ROW(Fixtures!$B$36)\n   ),\n   ROWS(F$17:F88)\n  )\n ),\"\")","v":""},{"$f":"IFERROR(\n INDEX(FixtureMaintCosts,\n  SMALL(\n   IF(\n    FixtureInclude=\"x\",\n    ROW(FixtureMaintCosts)-ROW(Fixtures!$B$36)\n   ),\n   ROWS(G$17:G88)\n  )\n ),\"\")","v":""},{"$f":"IFERROR(\n INDEX(FixtureMaintInf,\n  SMALL(\n   IF(\n    FixtureInclude=\"x\",\n    ROW(FixtureMaintInf)-ROW(Fixtures!$B$36)\n   ),\n   ROWS(H$17:H88)\n  )\n ),\"\")","v":""}]
["Upgrade 73",{"$f":"IFERROR(\n INDEX(FixtureNames,\n  SMALL(\n   IF(\n    FixtureInclude=\"x\",\n    ROW(FixtureNames)-ROW(Fixtures!$B$36)\n   ),\n   ROWS(B$17:B89)\n  )\n ),\"\")","v":""},{"$f":"IFERROR(\n INDEX(FixtureWatts,\n  SMALL(\n   IF(\n    FixtureInclude=\"x\",\n    ROW(FixtureWatts)-ROW(Fixtures!$B$36)\n   ),\n   ROWS(C$17:C89)\n  )\n ),\"\")","v":""},{"$f":"IFERROR(\n INDEX(FixtureEqCosts,\n  SMALL(\n   IF(\n    FixtureInclude=\"x\",\n    ROW(FixtureEqCosts)-ROW(Fixtures!$B$36)\n   ),\n   ROWS(D$17:D89)\n  )\n ),\"\")","v":""},{"$f":"IFERROR(\n INDEX(FixtureInstCosts,\n  SMALL(\n   IF(\n    FixtureInclude=\"x\",\n    ROW(FixtureInstCosts)-ROW(Fixtures!$B$36)\n   ),\n   ROWS(E$17:E89)\n  )\n ),\"\")","v":""},{"$f":"IFERROR(\n INDEX(FixtureRebCosts,\n  SMALL(\n   IF(\n    FixtureInclude=\"x\",\n    ROW(FixtureRebCosts)-ROW(Fixtures!$B$36)\n   ),\n   ROWS(F$17:F89)\n  )\n ),\"\")","v":""},{"$f":"IFERROR(\n INDEX(FixtureMaintCosts,\n  SMALL(\n   IF(\n    FixtureInclude=\"x\",\n    ROW(FixtureMaintCosts)-ROW(Fixtures!$B$36)\n   ),\n   ROWS(G$17:G89)\n  )\n ),\"\")","v":""},{"$f":"IFERROR(\n INDEX(FixtureMaintInf,\n  SMALL(\n   IF(\n    FixtureInclude=\"x\",\n    ROW(FixtureMaintInf)-ROW(Fixtures!$B$36)\n   ),\n   ROWS(H$17:H89)\n  )\n ),\"\")","v":""}]
["Upgrade 74",{"$f":"IFERROR(\n INDEX(FixtureNames,\n  SMALL(\n   IF(\n    FixtureInclude=\"x\",\n    ROW(FixtureNames)-ROW(Fixtures!$B$36)\n   ),\n   ROWS(B$17:B90)\n  )\n ),\"\")","v":""},{"$f":"IFERROR(\n INDEX(FixtureWatts,\n  SMALL(\n   IF(\n    FixtureInclude=\"x\",\n    ROW(FixtureWatts)-ROW(Fixtures!$B$36)\n   ),\n   ROWS(C$17:C90)\n  )\n ),\"\")","v":""},{"$f":"IFERROR(\n INDEX(FixtureEqCosts,\n  SMALL(\n   IF(\n    FixtureInclude=\"x\",\n    ROW(FixtureEqCosts)-ROW(Fixtures!$B$36)\n   ),\n   ROWS(D$17:D90)\n  )\n ),\"\")","v":""},{"$f":"IFERROR(\n INDEX(FixtureInstCosts,\n  SMALL(\n   IF(\n    FixtureInclude=\"x\",\n    ROW(FixtureInstCosts)-ROW(Fixtures!$B$36)\n   ),\n   ROWS(E$17:E90)\n  )\n ),\"\")","v":""},{"$f":"IFERROR(\n INDEX(FixtureRebCosts,\n  SMALL(\n   IF(\n    FixtureInclude=\"x\",\n    ROW(FixtureRebCosts)-ROW(Fixtures!$B$36)\n   ),\n   ROWS(F$17:F90)\n  )\n ),\"\")","v":""},{"$f":"IFERROR(\n INDEX(FixtureMaintCosts,\n  SMALL(\n   IF(\n    FixtureInclude=\"x\",\n    ROW(FixtureMaintCosts)-ROW(Fixtures!$B$36)\n   ),\n   ROWS(G$17:G90)\n  )\n ),\"\")","v":""},{"$f":"IFERROR(\n INDEX(FixtureMaintInf,\n  SMALL(\n   IF(\n    FixtureInclude=\"x\",\n    ROW(FixtureMaintInf)-ROW(Fixtures!$B$36)\n   ),\n   ROWS(H$17:H90)\n  )\n ),\"\")","v":""}]
["Upgrade 75",{"$f":"IFERROR(\n INDEX(FixtureNames,\n  SMALL(\n   IF(\n    FixtureInclude=\"x\",\n    ROW(FixtureNames)-ROW(Fixtures!$B$36)\n   ),\n   ROWS(B$17:B91)\n  )\n ),\"\")","v":""},{"$f":"IFERROR(\n INDEX(FixtureWatts,\n  SMALL(\n   IF(\n    FixtureInclude=\"x\",\n    ROW(FixtureWatts)-ROW(Fixtures!$B$36)\n   ),\n   ROWS(C$17:C91)\n  )\n ),\"\")","v":""},{"$f":"IFERROR(\n INDEX(FixtureEqCosts,\n  SMALL(\n   IF(\n    FixtureInclude=\"x\",\n    ROW(FixtureEqCosts)-ROW(Fixtures!$B$36)\n   ),\n   ROWS(D$17:D91)\n  )\n ),\"\")","v":""},{"$f":"IFERROR(\n INDEX(FixtureInstCosts,\n  SMALL(\n   IF(\n    FixtureInclude=\"x\",\n    ROW(FixtureInstCosts)-ROW(Fixtures!$B$36)\n   ),\n   ROWS(E$17:E91)\n  )\n ),\"\")","v":""},{"$f":"IFERROR(\n INDEX(FixtureRebCosts,\n  SMALL(\n   IF(\n    FixtureInclude=\"x\",\n    ROW(FixtureRebCosts)-ROW(Fixtures!$B$36)\n   ),\n   ROWS(F$17:F91)\n  )\n ),\"\")","v":""},{"$f":"IFERROR(\n INDEX(FixtureMaintCosts,\n  SMALL(\n   IF(\n    FixtureInclude=\"x\",\n    ROW(FixtureMaintCosts)-ROW(Fixtures!$B$36)\n   ),\n   ROWS(G$17:G91)\n  )\n ),\"\")","v":""},{"$f":"IFERROR(\n INDEX(FixtureMaintInf,\n  SMALL(\n   IF(\n    FixtureInclude=\"x\",\n    ROW(FixtureMaintInf)-ROW(Fixtures!$B$36)\n   ),\n   ROWS(H$17:H91)\n  )\n ),\"\")","v":""}]
["Upgrade 76",{"$f":"IFERROR(\n INDEX(FixtureNames,\n  SMALL(\n   IF(\n    FixtureInclude=\"x\",\n    ROW(FixtureNames)-ROW(Fixtures!$B$36)\n   ),\n   ROWS(B$17:B92)\n  )\n ),\"\")","v":""},{"$f":"IFERROR(\n INDEX(FixtureWatts,\n  SMALL(\n   IF(\n    FixtureInclude=\"x\",\n    ROW(FixtureWatts)-ROW(Fixtures!$B$36)\n   ),\n   ROWS(C$17:C92)\n  )\n ),\"\")","v":""},{"$f":"IFERROR(\n INDEX(FixtureEqCosts,\n  SMALL(\n   IF(\n    FixtureInclude=\"x\",\n    ROW(FixtureEqCosts)-ROW(Fixtures!$B$36)\n   ),\n   ROWS(D$17:D92)\n  )\n ),\"\")","v":""},{"$f":"IFERROR(\n INDEX(FixtureInstCosts,\n  SMALL(\n   IF(\n    FixtureInclude=\"x\",\n    ROW(FixtureInstCosts)-ROW(Fixtures!$B$36)\n   ),\n   ROWS(E$17:E92)\n  )\n ),\"\")","v":""},{"$f":"IFERROR(\n INDEX(FixtureRebCosts,\n  SMALL(\n   IF(\n    FixtureInclude=\"x\",\n    ROW(FixtureRebCosts)-ROW(Fixtures!$B$36)\n   ),\n   ROWS(F$17:F92)\n  )\n ),\"\")","v":""},{"$f":"IFERROR(\n INDEX(FixtureMaintCosts,\n  SMALL(\n   IF(\n    FixtureInclude=\"x\",\n    ROW(FixtureMaintCosts)-ROW(Fixtures!$B$36)\n   ),\n   ROWS(G$17:G92)\n  )\n ),\"\")","v":""},{"$f":"IFERROR(\n INDEX(FixtureMaintInf,\n  SMALL(\n   IF(\n    FixtureInclude=\"x\",\n    ROW(FixtureMaintInf)-ROW(Fixtures!$B$36)\n   ),\n   ROWS(H$17:H92)\n  )\n ),\"\")","v":""}]
["Upgrade 77",{"$f":"IFERROR(\n INDEX(FixtureNames,\n  SMALL(\n   IF(\n    FixtureInclude=\"x\",\n    ROW(FixtureNames)-ROW(Fixtures!$B$36)\n   ),\n   ROWS(B$17:B93)\n  )\n ),\"\")","v":""},{"$f":"IFERROR(\n INDEX(FixtureWatts,\n  SMALL(\n   IF(\n    FixtureInclude=\"x\",\n    ROW(FixtureWatts)-ROW(Fixtures!$B$36)\n   ),\n   ROWS(C$17:C93)\n  )\n ),\"\")","v":""},{"$f":"IFERROR(\n INDEX(FixtureEqCosts,\n  SMALL(\n   IF(\n    FixtureInclude=\"x\",\n    ROW(FixtureEqCosts)-ROW(Fixtures!$B$36)\n   ),\n   ROWS(D$17:D93)\n  )\n ),\"\")","v":""},{"$f":"IFERROR(\n INDEX(FixtureInstCosts,\n  SMALL(\n   IF(\n    FixtureInclude=\"x\",\n    ROW(FixtureInstCosts)-ROW(Fixtures!$B$36)\n   ),\n   ROWS(E$17:E93)\n  )\n ),\"\")","v":""},{"$f":"IFERROR(\n INDEX(FixtureRebCosts,\n  SMALL(\n   IF(\n    FixtureInclude=\"x\",\n    ROW(FixtureRebCosts)-ROW(Fixtures!$B$36)\n   ),\n   ROWS(F$17:F93)\n  )\n ),\"\")","v":""},{"$f":"IFERROR(\n INDEX(FixtureMaintCosts,\n  SMALL(\n   IF(\n    FixtureInclude=\"x\",\n    ROW(FixtureMaintCosts)-ROW(Fixtures!$B$36)\n   ),\n   ROWS(G$17:G93)\n  )\n ),\"\")","v":""},{"$f":"IFERROR(\n INDEX(FixtureMaintInf,\n  SMALL(\n   IF(\n    FixtureInclude=\"x\",\n    ROW(FixtureMaintInf)-ROW(Fixtures!$B$36)\n   ),\n   ROWS(H$17:H93)\n  )\n ),\"\")","v":""}]
["Upgrade 78",{"$f":"IFERROR(\n INDEX(FixtureNames,\n  SMALL(\n   IF(\n    FixtureInclude=\"x\",\n    ROW(FixtureNames)-ROW(Fixtures!$B$36)\n   ),\n   ROWS(B$17:B94)\n  )\n ),\"\")","v":""},{"$f":"IFERROR(\n INDEX(FixtureWatts,\n  SMALL(\n   IF(\n    FixtureInclude=\"x\",\n    ROW(FixtureWatts)-ROW(Fixtures!$B$36)\n   ),\n   ROWS(C$17:C94)\n  )\n ),\"\")","v":""},{"$f":"IFERROR(\n INDEX(FixtureEqCosts,\n  SMALL(\n   IF(\n    FixtureInclude=\"x\",\n    ROW(FixtureEqCosts)-ROW(Fixtures!$B$36)\n   ),\n   ROWS(D$17:D94)\n  )\n ),\"\")","v":""},{"$f":"IFERROR(\n INDEX(FixtureInstCosts,\n  SMALL(\n   IF(\n    FixtureInclude=\"x\",\n    ROW(FixtureInstCosts)-ROW(Fixtures!$B$36)\n   ),\n   ROWS(E$17:E94)\n  )\n ),\"\")","v":""},{"$f":"IFERROR(\n INDEX(FixtureRebCosts,\n  SMALL(\n   IF(\n    FixtureInclude=\"x\",\n    ROW(FixtureRebCosts)-ROW(Fixtures!$B$36)\n   ),\n   ROWS(F$17:F94)\n  )\n ),\"\")","v":""},{"$f":"IFERROR(\n INDEX(FixtureMaintCosts,\n  SMALL(\n   IF(\n    FixtureInclude=\"x\",\n    ROW(FixtureMaintCosts)-ROW(Fixtures!$B$36)\n   ),\n   ROWS(G$17:G94)\n  )\n ),\"\")","v":""},{"$f":"IFERROR(\n INDEX(FixtureMaintInf,\n  SMALL(\n   IF(\n    FixtureInclude=\"x\",\n    ROW(FixtureMaintInf)-ROW(Fixtures!$B$36)\n   ),\n   ROWS(H$17:H94)\n  )\n ),\"\")","v":""}]
["Upgrade 79",{"$f":"IFERROR(\n INDEX(FixtureNames,\n  SMALL(\n   IF(\n    FixtureInclude=\"x\",\n    ROW(FixtureNames)-ROW(Fixtures!$B$36)\n   ),\n   ROWS(B$17:B95)\n  )\n ),\"\")","v":""},{"$f":"IFERROR(\n INDEX(FixtureWatts,\n  SMALL(\n   IF(\n    FixtureInclude=\"x\",\n    ROW(FixtureWatts)-ROW(Fixtures!$B$36)\n   ),\n   ROWS(C$17:C95)\n  )\n ),\"\")","v":""},{"$f":"IFERROR(\n INDEX(FixtureEqCosts,\n  SMALL(\n   IF(\n    FixtureInclude=\"x\",\n    ROW(FixtureEqCosts)-ROW(Fixtures!$B$36)\n   ),\n   ROWS(D$17:D95)\n  )\n ),\"\")","v":""},{"$f":"IFERROR(\n INDEX(FixtureInstCosts,\n  SMALL(\n   IF(\n    FixtureInclude=\"x\",\n    ROW(FixtureInstCosts)-ROW(Fixtures!$B$36)\n   ),\n   ROWS(E$17:E95)\n  )\n ),\"\")","v":""},{"$f":"IFERROR(\n INDEX(FixtureRebCosts,\n  SMALL(\n   IF(\n    FixtureInclude=\"x\",\n    ROW(FixtureRebCosts)-ROW(Fixtures!$B$36)\n   ),\n   ROWS(F$17:F95)\n  )\n ),\"\")","v":""},{"$f":"IFERROR(\n INDEX(FixtureMaintCosts,\n  SMALL(\n   IF(\n    FixtureInclude=\"x\",\n    ROW(FixtureMaintCosts)-ROW(Fixtures!$B$36)\n   ),\n   ROWS(G$17:G95)\n  )\n ),\"\")","v":""},{"$f":"IFERROR(\n INDEX(FixtureMaintInf,\n  SMALL(\n   IF(\n    FixtureInclude=\"x\",\n    ROW(FixtureMaintInf)-ROW(Fixtures!$B$36)\n   ),\n   ROWS(H$17:H95)\n  )\n ),\"\")","v":""}]
["Upgrade 80",{"$f":"IFERROR(\n INDEX(FixtureNames,\n  SMALL(\n   IF(\n    FixtureInclude=\"x\",\n    ROW(FixtureNames)-ROW(Fixtures!$B$36)\n   ),\n   ROWS(B$17:B96)\n  )\n ),\"\")","v":""},{"$f":"IFERROR(\n INDEX(FixtureWatts,\n  SMALL(\n   IF(\n    FixtureInclude=\"x\",\n    ROW(FixtureWatts)-ROW(Fixtures!$B$36)\n   ),\n   ROWS(C$17:C96)\n  )\n ),\"\")","v":""},{"$f":"IFERROR(\n INDEX(FixtureEqCosts,\n  SMALL(\n   IF(\n    FixtureInclude=\"x\",\n    ROW(FixtureEqCosts)-ROW(Fixtures!$B$36)\n   ),\n   ROWS(D$17:D96)\n  )\n ),\"\")","v":""},{"$f":"IFERROR(\n INDEX(FixtureInstCosts,\n  SMALL(\n   IF(\n    FixtureInclude=\"x\",\n    ROW(FixtureInstCosts)-ROW(Fixtures!$B$36)\n   ),\n   ROWS(E$17:E96)\n  )\n ),\"\")","v":""},{"$f":"IFERROR(\n INDEX(FixtureRebCosts,\n  SMALL(\n   IF(\n    FixtureInclude=\"x\",\n    ROW(FixtureRebCosts)-ROW(Fixtures!$B$36)\n   ),\n   ROWS(F$17:F96)\n  )\n ),\"\")","v":""},{"$f":"IFERROR(\n INDEX(FixtureMaintCosts,\n  SMALL(\n   IF(\n    FixtureInclude=\"x\",\n    ROW(FixtureMaintCosts)-ROW(Fixtures!$B$36)\n   ),\n   ROWS(G$17:G96)\n  )\n ),\"\")","v":""},{"$f":"IFERROR(\n INDEX(FixtureMaintInf,\n  SMALL(\n   IF(\n    FixtureInclude=\"x\",\n    ROW(FixtureMaintInf)-ROW(Fixtures!$B$36)\n   ),\n   ROWS(H$17:H96)\n  )\n ),\"\")","v":""}]
["Upgrade 81",{"$f":"IFERROR(\n INDEX(FixtureNames,\n  SMALL(\n   IF(\n    FixtureInclude=\"x\",\n    ROW(FixtureNames)-ROW(Fixtures!$B$36)\n   ),\n   ROWS(B$17:B97)\n  )\n ),\"\")","v":""},{"$f":"IFERROR(\n INDEX(FixtureWatts,\n  SMALL(\n   IF(\n    FixtureInclude=\"x\",\n    ROW(FixtureWatts)-ROW(Fixtures!$B$36)\n   ),\n   ROWS(C$17:C97)\n  )\n ),\"\")","v":""},{"$f":"IFERROR(\n INDEX(FixtureEqCosts,\n  SMALL(\n   IF(\n    FixtureInclude=\"x\",\n    ROW(FixtureEqCosts)-ROW(Fixtures!$B$36)\n   ),\n   ROWS(D$17:D97)\n  )\n ),\"\")","v":""},{"$f":"IFERROR(\n INDEX(FixtureInstCosts,\n  SMALL(\n   IF(\n    FixtureInclude=\"x\",\n    ROW(FixtureInstCosts)-ROW(Fixtures!$B$36)\n   ),\n   ROWS(E$17:E97)\n  )\n ),\"\")","v":""},{"$f":"IFERROR(\n INDEX(FixtureRebCosts,\n  SMALL(\n   IF(\n    FixtureInclude=\"x\",\n    ROW(FixtureRebCosts)-ROW(Fixtures!$B$36)\n   ),\n   ROWS(F$17:F97)\n  )\n ),\"\")","v":""},{"$f":"IFERROR(\n INDEX(FixtureMaintCosts,\n  SMALL(\n   IF(\n    FixtureInclude=\"x\",\n    ROW(FixtureMaintCosts)-ROW(Fixtures!$B$36)\n   ),\n   ROWS(G$17:G97)\n  )\n ),\"\")","v":""},{"$f":"IFERROR(\n INDEX(FixtureMaintInf,\n  SMALL(\n   IF(\n    FixtureInclude=\"x\",\n    ROW(FixtureMaintInf)-ROW(Fixtures!$B$36)\n   ),\n   ROWS(H$17:H97)\n  )\n ),\"\")","v":""}]
["Upgrade 82",{"$f":"IFERROR(\n INDEX(FixtureNames,\n  SMALL(\n   IF(\n    FixtureInclude=\"x\",\n    ROW(FixtureNames)-ROW(Fixtures!$B$36)\n   ),\n   ROWS(B$17:B98)\n  )\n ),\"\")","v":""},{"$f":"IFERROR(\n INDEX(FixtureWatts,\n  SMALL(\n   IF(\n    FixtureInclude=\"x\",\n    ROW(FixtureWatts)-ROW(Fixtures!$B$36)\n   ),\n   ROWS(C$17:C98)\n  )\n ),\"\")","v":""},{"$f":"IFERROR(\n INDEX(FixtureEqCosts,\n  SMALL(\n   IF(\n    FixtureInclude=\"x\",\n    ROW(FixtureEqCosts)-ROW(Fixtures!$B$36)\n   ),\n   ROWS(D$17:D98)\n  )\n ),\"\")","v":""},{"$f":"IFERROR(\n INDEX(FixtureInstCosts,\n  SMALL(\n   IF(\n    FixtureInclude=\"x\",\n    ROW(FixtureInstCosts)-ROW(Fixtures!$B$36)\n   ),\n   ROWS(E$17:E98)\n  )\n ),\"\")","v":""},{"$f":"IFERROR(\n INDEX(FixtureRebCosts,\n  SMALL(\n   IF(\n    FixtureInclude=\"x\",\n    ROW(FixtureRebCosts)-ROW(Fixtures!$B$36)\n   ),\n   ROWS(F$17:F98)\n  )\n ),\"\")","v":""},{"$f":"IFERROR(\n INDEX(FixtureMaintCosts,\n  SMALL(\n   IF(\n    FixtureInclude=\"x\",\n    ROW(FixtureMaintCosts)-ROW(Fixtures!$B$36)\n   ),\n   ROWS(G$17:G98)\n  )\n ),\"\")","v":""},{"$f":"IFERROR(\n INDEX(FixtureMaintInf,\n  SMALL(\n   IF(\n    FixtureInclude=\"x\",\n    ROW(FixtureMaintInf)-ROW(Fixtures!$B$36)\n   ),\n   ROWS(H$17:H98)\n  )\n ),\"\")","v":""}]
["Upgrade 83",{"$f":"IFERROR(\n INDEX(FixtureNames,\n  SMALL(\n   IF(\n    FixtureInclude=\"x\",\n    ROW(FixtureNames)-ROW(Fixtures!$B$36)\n   ),\n   ROWS(B$17:B99)\n  )\n ),\"\")","v":""},{"$f":"IFERROR(\n INDEX(FixtureWatts,\n  SMALL(\n   IF(\n    FixtureInclude=\"x\",\n    ROW(FixtureWatts)-ROW(Fixtures!$B$36)\n   ),\n   ROWS(C$17:C99)\n  )\n ),\"\")","v":""},{"$f":"IFERROR(\n INDEX(FixtureEqCosts,\n  SMALL(\n   IF(\n    FixtureInclude=\"x\",\n    ROW(FixtureEqCosts)-ROW(Fixtures!$B$36)\n   ),\n   ROWS(D$17:D99)\n  )\n ),\"\")","v":""},{"$f":"IFERROR(\n INDEX(FixtureInstCosts,\n  SMALL(\n   IF(\n    FixtureInclude=\"x\",\n    ROW(FixtureInstCosts)-ROW(Fixtures!$B$36)\n   ),\n   ROWS(E$17:E99)\n  )\n ),\"\")","v":""},{"$f":"IFERROR(\n INDEX(FixtureRebCosts,\n  SMALL(\n   IF(\n    FixtureInclude=\"x\",\n    ROW(FixtureRebCosts)-ROW(Fixtures!$B$36)\n   ),\n   ROWS(F$17:F99)\n  )\n ),\"\")","v":""},{"$f":"IFERROR(\n INDEX(FixtureMaintCosts,\n  SMALL(\n   IF(\n    FixtureInclude=\"x\",\n    ROW(FixtureMaintCosts)-ROW(Fixtures!$B$36)\n   ),\n   ROWS(G$17:G99)\n  )\n ),\"\")","v":""},{"$f":"IFERROR(\n INDEX(FixtureMaintInf,\n  SMALL(\n   IF(\n    FixtureInclude=\"x\",\n    ROW(FixtureMaintInf)-ROW(Fixtures!$B$36)\n   ),\n   ROWS(H$17:H99)\n  )\n ),\"\")","v":""}]
["Upgrade 84",{"$f":"IFERROR(\n INDEX(FixtureNames,\n  SMALL(\n   IF(\n    FixtureInclude=\"x\",\n    ROW(FixtureNames)-ROW(Fixtures!$B$36)\n   ),\n   ROWS(B$17:B100)\n  )\n ),\"\")","v":""},{"$f":"IFERROR(\n INDEX(FixtureWatts,\n  SMALL(\n   IF(\n    FixtureInclude=\"x\",\n    ROW(FixtureWatts)-ROW(Fixtures!$B$36)\n   ),\n   ROWS(C$17:C100)\n  )\n ),\"\")","v":""},{"$f":"IFERROR(\n INDEX(FixtureEqCosts,\n  SMALL(\n   IF(\n    FixtureInclude=\"x\",\n    ROW(FixtureEqCosts)-ROW(Fixtures!$B$36)\n   ),\n   ROWS(D$17:D100)\n  )\n ),\"\")","v":""},{"$f":"IFERROR(\n INDEX(FixtureInstCosts,\n  SMALL(\n   IF(\n    FixtureInclude=\"x\",\n    ROW(FixtureInstCosts)-ROW(Fixtures!$B$36)\n   ),\n   ROWS(E$17:E100)\n  )\n ),\"\")","v":""},{"$f":"IFERROR(\n INDEX(FixtureRebCosts,\n  SMALL(\n   IF(\n    FixtureInclude=\"x\",\n    ROW(FixtureRebCosts)-ROW(Fixtures!$B$36)\n   ),\n   ROWS(F$17:F100)\n  )\n ),\"\")","v":""},{"$f":"IFERROR(\n INDEX(FixtureMaintCosts,\n  SMALL(\n   IF(\n    FixtureInclude=\"x\",\n    ROW(FixtureMaintCosts)-ROW(Fixtures!$B$36)\n   ),\n   ROWS(G$17:G100)\n  )\n ),\"\")","v":""},{"$f":"IFERROR(\n INDEX(FixtureMaintInf,\n  SMALL(\n   IF(\n    FixtureInclude=\"x\",\n    ROW(FixtureMaintInf)-ROW(Fixtures!$B$36)\n   ),\n   ROWS(H$17:H100)\n  )\n ),\"\")","v":""}]
["Upgrade 85",{"$f":"IFERROR(\n INDEX(FixtureNames,\n  SMALL(\n   IF(\n    FixtureInclude=\"x\",\n    ROW(FixtureNames)-ROW(Fixtures!$B$36)\n   ),\n   ROWS(B$17:B101)\n  )\n ),\"\")","v":""},{"$f":"IFERROR(\n INDEX(FixtureWatts,\n  SMALL(\n   IF(\n    FixtureInclude=\"x\",\n    ROW(FixtureWatts)-ROW(Fixtures!$B$36)\n   ),\n   ROWS(C$17:C101)\n  )\n ),\"\")","v":""},{"$f":"IFERROR(\n INDEX(FixtureEqCosts,\n  SMALL(\n   IF(\n    FixtureInclude=\"x\",\n    ROW(FixtureEqCosts)-ROW(Fixtures!$B$36)\n   ),\n   ROWS(D$17:D101)\n  )\n ),\"\")","v":""},{"$f":"IFERROR(\n INDEX(FixtureInstCosts,\n  SMALL(\n   IF(\n    FixtureInclude=\"x\",\n    ROW(FixtureInstCosts)-ROW(Fixtures!$B$36)\n   ),\n   ROWS(E$17:E101)\n  )\n ),\"\")","v":""},{"$f":"IFERROR(\n INDEX(FixtureRebCosts,\n  SMALL(\n   IF(\n    FixtureInclude=\"x\",\n    ROW(FixtureRebCosts)-ROW(Fixtures!$B$36)\n   ),\n   ROWS(F$17:F101)\n  )\n ),\"\")","v":""},{"$f":"IFERROR(\n INDEX(FixtureMaintCosts,\n  SMALL(\n   IF(\n    FixtureInclude=\"x\",\n    ROW(FixtureMaintCosts)-ROW(Fixtures!$B$36)\n   ),\n   ROWS(G$17:G101)\n  )\n ),\"\")","v":""},{"$f":"IFERROR(\n INDEX(FixtureMaintInf,\n  SMALL(\n   IF(\n    FixtureInclude=\"x\",\n    ROW(FixtureMaintInf)-ROW(Fixtures!$B$36)\n   ),\n   ROWS(H$17:H101)\n  )\n ),\"\")","v":""}]
["Upgrade 86",{"$f":"IFERROR(\n INDEX(FixtureNames,\n  SMALL(\n   IF(\n    FixtureInclude=\"x\",\n    ROW(FixtureNames)-ROW(Fixtures!$B$36)\n   ),\n   ROWS(B$17:B102)\n  )\n ),\"\")","v":""},{"$f":"IFERROR(\n INDEX(FixtureWatts,\n  SMALL(\n   IF(\n    FixtureInclude=\"x\",\n    ROW(FixtureWatts)-ROW(Fixtures!$B$36)\n   ),\n   ROWS(C$17:C102)\n  )\n ),\"\")","v":""},{"$f":"IFERROR(\n INDEX(FixtureEqCosts,\n  SMALL(\n   IF(\n    FixtureInclude=\"x\",\n    ROW(FixtureEqCosts)-ROW(Fixtures!$B$36)\n   ),\n   ROWS(D$17:D102)\n  )\n ),\"\")","v":""},{"$f":"IFERROR(\n INDEX(FixtureInstCosts,\n  SMALL(\n   IF(\n    FixtureInclude=\"x\",\n    ROW(FixtureInstCosts)-ROW(Fixtures!$B$36)\n   ),\n   ROWS(E$17:E102)\n  )\n ),\"\")","v":""},{"$f":"IFERROR(\n INDEX(FixtureRebCosts,\n  SMALL(\n   IF(\n    FixtureInclude=\"x\",\n    ROW(FixtureRebCosts)-ROW(Fixtures!$B$36)\n   ),\n   ROWS(F$17:F102)\n  )\n ),\"\")","v":""},{"$f":"IFERROR(\n INDEX(FixtureMaintCosts,\n  SMALL(\n   IF(\n    FixtureInclude=\"x\",\n    ROW(FixtureMaintCosts)-ROW(Fixtures!$B$36)\n   ),\n   ROWS(G$17:G102)\n  )\n ),\"\")","v":""},{"$f":"IFERROR(\n INDEX(FixtureMaintInf,\n  SMALL(\n   IF(\n    FixtureInclude=\"x\",\n    ROW(FixtureMaintInf)-ROW(Fixtures!$B$36)\n   ),\n   ROWS(H$17:H102)\n  )\n ),\"\")","v":""}]
["Upgrade 87",{"$f":"IFERROR(\n INDEX(FixtureNames,\n  SMALL(\n   IF(\n    FixtureInclude=\"x\",\n    ROW(FixtureNames)-ROW(Fixtures!$B$36)\n   ),\n   ROWS(B$17:B103)\n  )\n ),\"\")","v":""},{"$f":"IFERROR(\n INDEX(FixtureWatts,\n  SMALL(\n   IF(\n    FixtureInclude=\"x\",\n    ROW(FixtureWatts)-ROW(Fixtures!$B$36)\n   ),\n   ROWS(C$17:C103)\n  )\n ),\"\")","v":""},{"$f":"IFERROR(\n INDEX(FixtureEqCosts,\n  SMALL(\n   IF(\n    FixtureInclude=\"x\",\n    ROW(FixtureEqCosts)-ROW(Fixtures!$B$36)\n   ),\n   ROWS(D$17:D103)\n  )\n ),\"\")","v":""},{"$f":"IFERROR(\n INDEX(FixtureInstCosts,\n  SMALL(\n   IF(\n    FixtureInclude=\"x\",\n    ROW(FixtureInstCosts)-ROW(Fixtures!$B$36)\n   ),\n   ROWS(E$17:E103)\n  )\n ),\"\")","v":""},{"$f":"IFERROR(\n INDEX(FixtureRebCosts,\n  SMALL(\n   IF(\n    FixtureInclude=\"x\",\n    ROW(FixtureRebCosts)-ROW(Fixtures!$B$36)\n   ),\n   ROWS(F$17:F103)\n  )\n ),\"\")","v":""},{"$f":"IFERROR(\n INDEX(FixtureMaintCosts,\n  SMALL(\n   IF(\n    FixtureInclude=\"x\",\n    ROW(FixtureMaintCosts)-ROW(Fixtures!$B$36)\n   ),\n   ROWS(G$17:G103)\n  )\n ),\"\")","v":""},{"$f":"IFERROR(\n INDEX(FixtureMaintInf,\n  SMALL(\n   IF(\n    FixtureInclude=\"x\",\n    ROW(FixtureMaintInf)-ROW(Fixtures!$B$36)\n   ),\n   ROWS(H$17:H103)\n  )\n ),\"\")","v":""}]
["Upgrade 88",{"$f":"IFERROR(\n INDEX(FixtureNames,\n  SMALL(\n   IF(\n    FixtureInclude=\"x\",\n    ROW(FixtureNames)-ROW(Fixtures!$B$36)\n   ),\n   ROWS(B$17:B104)\n  )\n ),\"\")","v":""},{"$f":"IFERROR(\n INDEX(FixtureWatts,\n  SMALL(\n   IF(\n    FixtureInclude=\"x\",\n    ROW(FixtureWatts)-ROW(Fixtures!$B$36)\n   ),\n   ROWS(C$17:C104)\n  )\n ),\"\")","v":""},{"$f":"IFERROR(\n INDEX(FixtureEqCosts,\n  SMALL(\n   IF(\n    FixtureInclude=\"x\",\n    ROW(FixtureEqCosts)-ROW(Fixtures!$B$36)\n   ),\n   ROWS(D$17:D104)\n  )\n ),\"\")","v":""},{"$f":"IFERROR(\n INDEX(FixtureInstCosts,\n  SMALL(\n   IF(\n    FixtureInclude=\"x\",\n    ROW(FixtureInstCosts)-ROW(Fixtures!$B$36)\n   ),\n   ROWS(E$17:E104)\n  )\n ),\"\")","v":""},{"$f":"IFERROR(\n INDEX(FixtureRebCosts,\n  SMALL(\n   IF(\n    FixtureInclude=\"x\",\n    ROW(FixtureRebCosts)-ROW(Fixtures!$B$36)\n   ),\n   ROWS(F$17:F104)\n  )\n ),\"\")","v":""},{"$f":"IFERROR(\n INDEX(FixtureMaintCosts,\n  SMALL(\n   IF(\n    FixtureInclude=\"x\",\n    ROW(FixtureMaintCosts)-ROW(Fixtures!$B$36)\n   ),\n   ROWS(G$17:G104)\n  )\n ),\"\")","v":""},{"$f":"IFERROR(\n INDEX(FixtureMaintInf,\n  SMALL(\n   IF(\n    FixtureInclude=\"x\",\n    ROW(FixtureMaintInf)-ROW(Fixtures!$B$36)\n   ),\n   ROWS(H$17:H104)\n  )\n ),\"\")","v":""}]
["Upgrade 89",{"$f":"IFERROR(\n INDEX(FixtureNames,\n  SMALL(\n   IF(\n    FixtureInclude=\"x\",\n    ROW(FixtureNames)-ROW(Fixtures!$B$36)\n   ),\n   ROWS(B$17:B105)\n  )\n ),\"\")","v":""},{"$f":"IFERROR(\n INDEX(FixtureWatts,\n  SMALL(\n   IF(\n    FixtureInclude=\"x\",\n    ROW(FixtureWatts)-ROW(Fixtures!$B$36)\n   ),\n   ROWS(C$17:C105)\n  )\n ),\"\")","v":""},{"$f":"IFERROR(\n INDEX(FixtureEqCosts,\n  SMALL(\n   IF(\n    FixtureInclude=\"x\",\n    ROW(FixtureEqCosts)-ROW(Fixtures!$B$36)\n   ),\n   ROWS(D$17:D105)\n  )\n ),\"\")","v":""},{"$f":"IFERROR(\n INDEX(FixtureInstCosts,\n  SMALL(\n   IF(\n    FixtureInclude=\"x\",\n    ROW(FixtureInstCosts)-ROW(Fixtures!$B$36)\n   ),\n   ROWS(E$17:E105)\n  )\n ),\"\")","v":""},{"$f":"IFERROR(\n INDEX(FixtureRebCosts,\n  SMALL(\n   IF(\n    FixtureInclude=\"x\",\n    ROW(FixtureRebCosts)-ROW(Fixtures!$B$36)\n   ),\n   ROWS(F$17:F105)\n  )\n ),\"\")","v":""},{"$f":"IFERROR(\n INDEX(FixtureMaintCosts,\n  SMALL(\n   IF(\n    FixtureInclude=\"x\",\n    ROW(FixtureMaintCosts)-ROW(Fixtures!$B$36)\n   ),\n   ROWS(G$17:G105)\n  )\n ),\"\")","v":""},{"$f":"IFERROR(\n INDEX(FixtureMaintInf,\n  SMALL(\n   IF(\n    FixtureInclude=\"x\",\n    ROW(FixtureMaintInf)-ROW(Fixtures!$B$36)\n   ),\n   ROWS(H$17:H105)\n  )\n ),\"\")","v":""}]
["Upgrade 90",{"$f":"IFERROR(\n INDEX(FixtureNames,\n  SMALL(\n   IF(\n    FixtureInclude=\"x\",\n    ROW(FixtureNames)-ROW(Fixtures!$B$36)\n   ),\n   ROWS(B$17:B106)\n  )\n ),\"\")","v":""},{"$f":"IFERROR(\n INDEX(FixtureWatts,\n  SMALL(\n   IF(\n    FixtureInclude=\"x\",\n    ROW(FixtureWatts)-ROW(Fixtures!$B$36)\n   ),\n   ROWS(C$17:C106)\n  )\n ),\"\")","v":""},{"$f":"IFERROR(\n INDEX(FixtureEqCosts,\n  SMALL(\n   IF(\n    FixtureInclude=\"x\",\n    ROW(FixtureEqCosts)-ROW(Fixtures!$B$36)\n   ),\n   ROWS(D$17:D106)\n  )\n ),\"\")","v":""},{"$f":"IFERROR(\n INDEX(FixtureInstCosts,\n  SMALL(\n   IF(\n    FixtureInclude=\"x\",\n    ROW(FixtureInstCosts)-ROW(Fixtures!$B$36)\n   ),\n   ROWS(E$17:E106)\n  )\n ),\"\")","v":""},{"$f":"IFERROR(\n INDEX(FixtureRebCosts,\n  SMALL(\n   IF(\n    FixtureInclude=\"x\",\n    ROW(FixtureRebCosts)-ROW(Fixtures!$B$36)\n   ),\n   ROWS(F$17:F106)\n  )\n ),\"\")","v":""},{"$f":"IFERROR(\n INDEX(FixtureMaintCosts,\n  SMALL(\n   IF(\n    FixtureInclude=\"x\",\n    ROW(FixtureMaintCosts)-ROW(Fixtures!$B$36)\n   ),\n   ROWS(G$17:G106)\n  )\n ),\"\")","v":""},{"$f":"IFERROR(\n INDEX(FixtureMaintInf,\n  SMALL(\n   IF(\n    FixtureInclude=\"x\",\n    ROW(FixtureMaintInf)-ROW(Fixtures!$B$36)\n   ),\n   ROWS(H$17:H106)\n  )\n ),\"\")","v":""}]
["Upgrade 91",{"$f":"IFERROR(\n INDEX(FixtureNames,\n  SMALL(\n   IF(\n    FixtureInclude=\"x\",\n    ROW(FixtureNames)-ROW(Fixtures!$B$36)\n   ),\n   ROWS(B$17:B107)\n  )\n ),\"\")","v":""},{"$f":"IFERROR(\n INDEX(FixtureWatts,\n  SMALL(\n   IF(\n    FixtureInclude=\"x\",\n    ROW(FixtureWatts)-ROW(Fixtures!$B$36)\n   ),\n   ROWS(C$17:C107)\n  )\n ),\"\")","v":""},{"$f":"IFERROR(\n INDEX(FixtureEqCosts,\n  SMALL(\n   IF(\n    FixtureInclude=\"x\",\n    ROW(FixtureEqCosts)-ROW(Fixtures!$B$36)\n   ),\n   ROWS(D$17:D107)\n  )\n ),\"\")","v":""},{"$f":"IFERROR(\n INDEX(FixtureInstCosts,\n  SMALL(\n   IF(\n    FixtureInclude=\"x\",\n    ROW(FixtureInstCosts)-ROW(Fixtures!$B$36)\n   ),\n   ROWS(E$17:E107)\n  )\n ),\"\")","v":""},{"$f":"IFERROR(\n INDEX(FixtureRebCosts,\n  SMALL(\n   IF(\n    FixtureInclude=\"x\",\n    ROW(FixtureRebCosts)-ROW(Fixtures!$B$36)\n   ),\n   ROWS(F$17:F107)\n  )\n ),\"\")","v":""},{"$f":"IFERROR(\n INDEX(FixtureMaintCosts,\n  SMALL(\n   IF(\n    FixtureInclude=\"x\",\n    ROW(FixtureMaintCosts)-ROW(Fixtures!$B$36)\n   ),\n   ROWS(G$17:G107)\n  )\n ),\"\")","v":""},{"$f":"IFERROR(\n INDEX(FixtureMaintInf,\n  SMALL(\n   IF(\n    FixtureInclude=\"x\",\n    ROW(FixtureMaintInf)-ROW(Fixtures!$B$36)\n   ),\n   ROWS(H$17:H107)\n  )\n ),\"\")","v":""}]
["Upgrade 92",{"$f":"IFERROR(\n INDEX(FixtureNames,\n  SMALL(\n   IF(\n    FixtureInclude=\"x\",\n    ROW(FixtureNames)-ROW(Fixtures!$B$36)\n   ),\n   ROWS(B$17:B108)\n  )\n ),\"\")","v":""},{"$f":"IFERROR(\n INDEX(FixtureWatts,\n  SMALL(\n   IF(\n    FixtureInclude=\"x\",\n    ROW(FixtureWatts)-ROW(Fixtures!$B$36)\n   ),\n   ROWS(C$17:C108)\n  )\n ),\"\")","v":""},{"$f":"IFERROR(\n INDEX(FixtureEqCosts,\n  SMALL(\n   IF(\n    FixtureInclude=\"x\",\n    ROW(FixtureEqCosts)-ROW(Fixtures!$B$36)\n   ),\n   ROWS(D$17:D108)\n  )\n ),\"\")","v":""},{"$f":"IFERROR(\n INDEX(FixtureInstCosts,\n  SMALL(\n   IF(\n    FixtureInclude=\"x\",\n    ROW(FixtureInstCosts)-ROW(Fixtures!$B$36)\n   ),\n   ROWS(E$17:E108)\n  )\n ),\"\")","v":""},{"$f":"IFERROR(\n INDEX(FixtureRebCosts,\n  SMALL(\n   IF(\n    FixtureInclude=\"x\",\n    ROW(FixtureRebCosts)-ROW(Fixtures!$B$36)\n   ),\n   ROWS(F$17:F108)\n  )\n ),\"\")","v":""},{"$f":"IFERROR(\n INDEX(FixtureMaintCosts,\n  SMALL(\n   IF(\n    FixtureInclude=\"x\",\n    ROW(FixtureMaintCosts)-ROW(Fixtures!$B$36)\n   ),\n   ROWS(G$17:G108)\n  )\n ),\"\")","v":""},{"$f":"IFERROR(\n INDEX(FixtureMaintInf,\n  SMALL(\n   IF(\n    FixtureInclude=\"x\",\n    ROW(FixtureMaintInf)-ROW(Fixtures!$B$36)\n   ),\n   ROWS(H$17:H108)\n  )\n ),\"\")","v":""}]
["Upgrade 93",{"$f":"IFERROR(\n INDEX(FixtureNames,\n  SMALL(\n   IF(\n    FixtureInclude=\"x\",\n    ROW(FixtureNames)-ROW(Fixtures!$B$36)\n   ),\n   ROWS(B$17:B109)\n  )\n ),\"\")","v":""},{"$f":"IFERROR(\n INDEX(FixtureWatts,\n  SMALL(\n   IF(\n    FixtureInclude=\"x\",\n    ROW(FixtureWatts)-ROW(Fixtures!$B$36)\n   ),\n   ROWS(C$17:C109)\n  )\n ),\"\")","v":""},{"$f":"IFERROR(\n INDEX(FixtureEqCosts,\n  SMALL(\n   IF(\n    FixtureInclude=\"x\",\n    ROW(FixtureEqCosts)-ROW(Fixtures!$B$36)\n   ),\n   ROWS(D$17:D109)\n  )\n ),\"\")","v":""},{"$f":"IFERROR(\n INDEX(FixtureInstCosts,\n  SMALL(\n   IF(\n    FixtureInclude=\"x\",\n    ROW(FixtureInstCosts)-ROW(Fixtures!$B$36)\n   ),\n   ROWS(E$17:E109)\n  )\n ),\"\")","v":""},{"$f":"IFERROR(\n INDEX(FixtureRebCosts,\n  SMALL(\n   IF(\n    FixtureInclude=\"x\",\n    ROW(FixtureRebCosts)-ROW(Fixtures!$B$36)\n   ),\n   ROWS(F$17:F109)\n  )\n ),\"\")","v":""},{"$f":"IFERROR(\n INDEX(FixtureMaintCosts,\n  SMALL(\n   IF(\n    FixtureInclude=\"x\",\n    ROW(FixtureMaintCosts)-ROW(Fixtures!$B$36)\n   ),\n   ROWS(G$17:G109)\n  )\n ),\"\")","v":""},{"$f":"IFERROR(\n INDEX(FixtureMaintInf,\n  SMALL(\n   IF(\n    FixtureInclude=\"x\",\n    ROW(FixtureMaintInf)-ROW(Fixtures!$B$36)\n   ),\n   ROWS(H$17:H109)\n  )\n ),\"\")","v":""}]
["Upgrade 94",{"$f":"IFERROR(\n INDEX(FixtureNames,\n  SMALL(\n   IF(\n    FixtureInclude=\"x\",\n    ROW(FixtureNames)-ROW(Fixtures!$B$36)\n   ),\n   ROWS(B$17:B110)\n  )\n ),\"\")","v":""},{"$f":"IFERROR(\n INDEX(FixtureWatts,\n  SMALL(\n   IF(\n    FixtureInclude=\"x\",\n    ROW(FixtureWatts)-ROW(Fixtures!$B$36)\n   ),\n   ROWS(C$17:C110)\n  )\n ),\"\")","v":""},{"$f":"IFERROR(\n INDEX(FixtureEqCosts,\n  SMALL(\n   IF(\n    FixtureInclude=\"x\",\n    ROW(FixtureEqCosts)-ROW(Fixtures!$B$36)\n   ),\n   ROWS(D$17:D110)\n  )\n ),\"\")","v":""},{"$f":"IFERROR(\n INDEX(FixtureInstCosts,\n  SMALL(\n   IF(\n    FixtureInclude=\"x\",\n    ROW(FixtureInstCosts)-ROW(Fixtures!$B$36)\n   ),\n   ROWS(E$17:E110)\n  )\n ),\"\")","v":""},{"$f":"IFERROR(\n INDEX(FixtureRebCosts,\n  SMALL(\n   IF(\n    FixtureInclude=\"x\",\n    ROW(FixtureRebCosts)-ROW(Fixtures!$B$36)\n   ),\n   ROWS(F$17:F110)\n  )\n ),\"\")","v":""},{"$f":"IFERROR(\n INDEX(FixtureMaintCosts,\n  SMALL(\n   IF(\n    FixtureInclude=\"x\",\n    ROW(FixtureMaintCosts)-ROW(Fixtures!$B$36)\n   ),\n   ROWS(G$17:G110)\n  )\n ),\"\")","v":""},{"$f":"IFERROR(\n INDEX(FixtureMaintInf,\n  SMALL(\n   IF(\n    FixtureInclude=\"x\",\n    ROW(FixtureMaintInf)-ROW(Fixtures!$B$36)\n   ),\n   ROWS(H$17:H110)\n  )\n ),\"\")","v":""}]
["Upgrade 95",{"$f":"IFERROR(\n INDEX(FixtureNames,\n  SMALL(\n   IF(\n    FixtureInclude=\"x\",\n    ROW(FixtureNames)-ROW(Fixtures!$B$36)\n   ),\n   ROWS(B$17:B111)\n  )\n ),\"\")","v":""},{"$f":"IFERROR(\n INDEX(FixtureWatts,\n  SMALL(\n   IF(\n    FixtureInclude=\"x\",\n    ROW(FixtureWatts)-ROW(Fixtures!$B$36)\n   ),\n   ROWS(C$17:C111)\n  )\n ),\"\")","v":""},{"$f":"IFERROR(\n INDEX(FixtureEqCosts,\n  SMALL(\n   IF(\n    FixtureInclude=\"x\",\n    ROW(FixtureEqCosts)-ROW(Fixtures!$B$36)\n   ),\n   ROWS(D$17:D111)\n  )\n ),\"\")","v":""},{"$f":"IFERROR(\n INDEX(FixtureInstCosts,\n  SMALL(\n   IF(\n    FixtureInclude=\"x\",\n    ROW(FixtureInstCosts)-ROW(Fixtures!$B$36)\n   ),\n   ROWS(E$17:E111)\n  )\n ),\"\")","v":""},{"$f":"IFERROR(\n INDEX(FixtureRebCosts,\n  SMALL(\n   IF(\n    FixtureInclude=\"x\",\n    ROW(FixtureRebCosts)-ROW(Fixtures!$B$36)\n   ),\n   ROWS(F$17:F111)\n  )\n ),\"\")","v":""},{"$f":"IFERROR(\n INDEX(FixtureMaintCosts,\n  SMALL(\n   IF(\n    FixtureInclude=\"x\",\n    ROW(FixtureMaintCosts)-ROW(Fixtures!$B$36)\n   ),\n   ROWS(G$17:G111)\n  )\n ),\"\")","v":""},{"$f":"IFERROR(\n INDEX(FixtureMaintInf,\n  SMALL(\n   IF(\n    FixtureInclude=\"x\",\n    ROW(FixtureMaintInf)-ROW(Fixtures!$B$36)\n   ),\n   ROWS(H$17:H111)\n  )\n ),\"\")","v":""}]
["Upgrade 96",{"$f":"IFERROR(\n INDEX(FixtureNames,\n  SMALL(\n   IF(\n    FixtureInclude=\"x\",\n    ROW(FixtureNames)-ROW(Fixtures!$B$36)\n   ),\n   ROWS(B$17:B112)\n  )\n ),\"\")","v":""},{"$f":"IFERROR(\n INDEX(FixtureWatts,\n  SMALL(\n   IF(\n    FixtureInclude=\"x\",\n    ROW(FixtureWatts)-ROW(Fixtures!$B$36)\n   ),\n   ROWS(C$17:C112)\n  )\n ),\"\")","v":""},{"$f":"IFERROR(\n INDEX(FixtureEqCosts,\n  SMALL(\n   IF(\n    FixtureInclude=\"x\",\n    ROW(FixtureEqCosts)-ROW(Fixtures!$B$36)\n   ),\n   ROWS(D$17:D112)\n  )\n ),\"\")","v":""},{"$f":"IFERROR(\n INDEX(FixtureInstCosts,\n  SMALL(\n   IF(\n    FixtureInclude=\"x\",\n    ROW(FixtureInstCosts)-ROW(Fixtures!$B$36)\n   ),\n   ROWS(E$17:E112)\n  )\n ),\"\")","v":""},{"$f":"IFERROR(\n INDEX(FixtureRebCosts,\n  SMALL(\n   IF(\n    FixtureInclude=\"x\",\n    ROW(FixtureRebCosts)-ROW(Fixtures!$B$36)\n   ),\n   ROWS(F$17:F112)\n  )\n ),\"\")","v":""},{"$f":"IFERROR(\n INDEX(FixtureMaintCosts,\n  SMALL(\n   IF(\n    FixtureInclude=\"x\",\n    ROW(FixtureMaintCosts)-ROW(Fixtures!$B$36)\n   ),\n   ROWS(G$17:G112)\n  )\n ),\"\")","v":""},{"$f":"IFERROR(\n INDEX(FixtureMaintInf,\n  SMALL(\n   IF(\n    FixtureInclude=\"x\",\n    ROW(FixtureMaintInf)-ROW(Fixtures!$B$36)\n   ),\n   ROWS(H$17:H112)\n  )\n ),\"\")","v":""}]
[{"$f":"tUpgrade &\" \" & ROW($A114)- ROW($A$17)","v":"Upgrade 97"},{"$f":"IFERROR(\n INDEX(FixtureNames,\n  SMALL(\n   IF(\n    FixtureInclude=\"x\",\n    ROW(FixtureNames)-ROW(Fixtures!$B$36)\n   ),\n   ROWS(B$17:B113)\n  )\n ),\"\")","v":""},{"$f":"IFERROR(\n INDEX(FixtureWatts,\n  SMALL(\n   IF(\n    FixtureInclude=\"x\",\n    ROW(FixtureWatts)-ROW(Fixtures!$B$36)\n   ),\n   ROWS(C$17:C113)\n  )\n ),\"\")","v":""},{"$f":"IFERROR(\n INDEX(FixtureEqCosts,\n  SMALL(\n   IF(\n    FixtureInclude=\"x\",\n    ROW(FixtureEqCosts)-ROW(Fixtures!$B$36)\n   ),\n   ROWS(D$17:D113)\n  )\n ),\"\")","v":""},{"$f":"IFERROR(\n INDEX(FixtureInstCosts,\n  SMALL(\n   IF(\n    FixtureInclude=\"x\",\n    ROW(FixtureInstCosts)-ROW(Fixtures!$B$36)\n   ),\n   ROWS(E$17:E113)\n  )\n ),\"\")","v":""},{"$f":"IFERROR(\n INDEX(FixtureRebCosts,\n  SMALL(\n   IF(\n    FixtureInclude=\"x\",\n    ROW(FixtureRebCosts)-ROW(Fixtures!$B$36)\n   ),\n   ROWS(F$17:F113)\n  )\n ),\"\")","v":""},{"$f":"IFERROR(\n INDEX(FixtureMaintCosts,\n  SMALL(\n   IF(\n    FixtureInclude=\"x\",\n    ROW(FixtureMaintCosts)-ROW(Fixtures!$B$36)\n   ),\n   ROWS(G$17:G113)\n  )\n ),\"\")","v":""},{"$f":"IFERROR(\n INDEX(FixtureMaintInf,\n  SMALL(\n   IF(\n    FixtureInclude=\"x\",\n    ROW(FixtureMaintInf)-ROW(Fixtures!$B$36)\n   ),\n   ROWS(H$17:H113)\n  )\n ),\"\")","v":""}]
["Upgrade 98",{"$f":"IFERROR(\n INDEX(FixtureNames,\n  SMALL(\n   IF(\n    FixtureInclude=\"x\",\n    ROW(FixtureNames)-ROW(Fixtures!$B$36)\n   ),\n   ROWS(B$17:B114)\n  )\n ),\"\")","v":""},{"$f":"IFERROR(\n INDEX(FixtureWatts,\n  SMALL(\n   IF(\n    FixtureInclude=\"x\",\n    ROW(FixtureWatts)-ROW(Fixtures!$B$36)\n   ),\n   ROWS(C$17:C114)\n  )\n ),\"\")","v":""},{"$f":"IFERROR(\n INDEX(FixtureEqCosts,\n  SMALL(\n   IF(\n    FixtureInclude=\"x\",\n    ROW(FixtureEqCosts)-ROW(Fixtures!$B$36)\n   ),\n   ROWS(D$17:D114)\n  )\n ),\"\")","v":""},{"$f":"IFERROR(\n INDEX(FixtureInstCosts,\n  SMALL(\n   IF(\n    FixtureInclude=\"x\",\n    ROW(FixtureInstCosts)-ROW(Fixtures!$B$36)\n   ),\n   ROWS(E$17:E114)\n  )\n ),\"\")","v":""},{"$f":"IFERROR(\n INDEX(FixtureRebCosts,\n  SMALL(\n   IF(\n    FixtureInclude=\"x\",\n    ROW(FixtureRebCosts)-ROW(Fixtures!$B$36)\n   ),\n   ROWS(F$17:F114)\n  )\n ),\"\")","v":""},{"$f":"IFERROR(\n INDEX(FixtureMaintCosts,\n  SMALL(\n   IF(\n    FixtureInclude=\"x\",\n    ROW(FixtureMaintCosts)-ROW(Fixtures!$B$36)\n   ),\n   ROWS(G$17:G114)\n  )\n ),\"\")","v":""},{"$f":"IFERROR(\n INDEX(FixtureMaintInf,\n  SMALL(\n   IF(\n    FixtureInclude=\"x\",\n    ROW(FixtureMaintInf)-ROW(Fixtures!$B$36)\n   ),\n   ROWS(H$17:H114)\n  )\n ),\"\")","v":""}]
["Upgrade 99",{"$f":"IFERROR(\n INDEX(FixtureNames,\n  SMALL(\n   IF(\n    FixtureInclude=\"x\",\n    ROW(FixtureNames)-ROW(Fixtures!$B$36)\n   ),\n   ROWS(B$17:B115)\n  )\n ),\"\")","v":""},{"$f":"IFERROR(\n INDEX(FixtureWatts,\n  SMALL(\n   IF(\n    FixtureInclude=\"x\",\n    ROW(FixtureWatts)-ROW(Fixtures!$B$36)\n   ),\n   ROWS(C$17:C115)\n  )\n ),\"\")","v":""},{"$f":"IFERROR(\n INDEX(FixtureEqCosts,\n  SMALL(\n   IF(\n    FixtureInclude=\"x\",\n    ROW(FixtureEqCosts)-ROW(Fixtures!$B$36)\n   ),\n   ROWS(D$17:D115)\n  )\n ),\"\")","v":""},{"$f":"IFERROR(\n INDEX(FixtureInstCosts,\n  SMALL(\n   IF(\n    FixtureInclude=\"x\",\n    ROW(FixtureInstCosts)-ROW(Fixtures!$B$36)\n   ),\n   ROWS(E$17:E115)\n  )\n ),\"\")","v":""},{"$f":"IFERROR(\n INDEX(FixtureRebCosts,\n  SMALL(\n   IF(\n    FixtureInclude=\"x\",\n    ROW(FixtureRebCosts)-ROW(Fixtures!$B$36)\n   ),\n   ROWS(F$17:F115)\n  )\n ),\"\")","v":""},{"$f":"IFERROR(\n INDEX(FixtureMaintCosts,\n  SMALL(\n   IF(\n    FixtureInclude=\"x\",\n    ROW(FixtureMaintCosts)-ROW(Fixtures!$B$36)\n   ),\n   ROWS(G$17:G115)\n  )\n ),\"\")","v":""},{"$f":"IFERROR(\n INDEX(FixtureMaintInf,\n  SMALL(\n   IF(\n    FixtureInclude=\"x\",\n    ROW(FixtureMaintInf)-ROW(Fixtures!$B$36)\n   ),\n   ROWS(H$17:H115)\n  )\n ),\"\")","v":""}]
["Upgrade 100",{"$f":"IFERROR(\n INDEX(FixtureNames,\n  SMALL(\n   IF(\n    FixtureInclude=\"x\",\n    ROW(FixtureNames)-ROW(Fixtures!$B$36)\n   ),\n   ROWS(B$17:B116)\n  )\n ),\"\")","v":""},{"$f":"IFERROR(\n INDEX(FixtureWatts,\n  SMALL(\n   IF(\n    FixtureInclude=\"x\",\n    ROW(FixtureWatts)-ROW(Fixtures!$B$36)\n   ),\n   ROWS(C$17:C116)\n  )\n ),\"\")","v":""},{"$f":"IFERROR(\n INDEX(FixtureEqCosts,\n  SMALL(\n   IF(\n    FixtureInclude=\"x\",\n    ROW(FixtureEqCosts)-ROW(Fixtures!$B$36)\n   ),\n   ROWS(D$17:D116)\n  )\n ),\"\")","v":""},{"$f":"IFERROR(\n INDEX(FixtureInstCosts,\n  SMALL(\n   IF(\n    FixtureInclude=\"x\",\n    ROW(FixtureInstCosts)-ROW(Fixtures!$B$36)\n   ),\n   ROWS(E$17:E116)\n  )\n ),\"\")","v":""},{"$f":"IFERROR(\n INDEX(FixtureRebCosts,\n  SMALL(\n   IF(\n    FixtureInclude=\"x\",\n    ROW(FixtureRebCosts)-ROW(Fixtures!$B$36)\n   ),\n   ROWS(F$17:F116)\n  )\n ),\"\")","v":""},{"$f":"IFERROR(\n INDEX(FixtureMaintCosts,\n  SMALL(\n   IF(\n    FixtureInclude=\"x\",\n    ROW(FixtureMaintCosts)-ROW(Fixtures!$B$36)\n   ),\n   ROWS(G$17:G116)\n  )\n ),\"\")","v":""},{"$f":"IFERROR(\n INDEX(FixtureMaintInf,\n  SMALL(\n   IF(\n    FixtureInclude=\"x\",\n    ROW(FixtureMaintInf)-ROW(Fixtures!$B$36)\n   ),\n   ROWS(H$17:H116)\n  )\n ),\"\")","v":""}]
["Upgrade 101",{"$f":"IFERROR(\n INDEX(FixtureNames,\n  SMALL(\n   IF(\n    FixtureInclude=\"x\",\n    ROW(FixtureNames)-ROW(Fixtures!$B$36)\n   ),\n   ROWS(B$17:B117)\n  )\n ),\"\")","v":""},{"$f":"IFERROR(\n INDEX(FixtureWatts,\n  SMALL(\n   IF(\n    FixtureInclude=\"x\",\n    ROW(FixtureWatts)-ROW(Fixtures!$B$36)\n   ),\n   ROWS(C$17:C117)\n  )\n ),\"\")","v":""},{"$f":"IFERROR(\n INDEX(FixtureEqCosts,\n  SMALL(\n   IF(\n    FixtureInclude=\"x\",\n    ROW(FixtureEqCosts)-ROW(Fixtures!$B$36)\n   ),\n   ROWS(D$17:D117)\n  )\n ),\"\")","v":""},{"$f":"IFERROR(\n INDEX(FixtureInstCosts,\n  SMALL(\n   IF(\n    FixtureInclude=\"x\",\n    ROW(FixtureInstCosts)-ROW(Fixtures!$B$36)\n   ),\n   ROWS(E$17:E117)\n  )\n ),\"\")","v":""},{"$f":"IFERROR(\n INDEX(FixtureRebCosts,\n  SMALL(\n   IF(\n    FixtureInclude=\"x\",\n    ROW(FixtureRebCosts)-ROW(Fixtures!$B$36)\n   ),\n   ROWS(F$17:F117)\n  )\n ),\"\")","v":""},{"$f":"IFERROR(\n INDEX(FixtureMaintCosts,\n  SMALL(\n   IF(\n    FixtureInclude=\"x\",\n    ROW(FixtureMaintCosts)-ROW(Fixtures!$B$36)\n   ),\n   ROWS(G$17:G117)\n  )\n ),\"\")","v":""},{"$f":"IFERROR(\n INDEX(FixtureMaintInf,\n  SMALL(\n   IF(\n    FixtureInclude=\"x\",\n    ROW(FixtureMaintInf)-ROW(Fixtures!$B$36)\n   ),\n   ROWS(H$17:H117)\n  )\n ),\"\")","v":""}]
["Upgrade 102",{"$f":"IFERROR(\n INDEX(FixtureNames,\n  SMALL(\n   IF(\n    FixtureInclude=\"x\",\n    ROW(FixtureNames)-ROW(Fixtures!$B$36)\n   ),\n   ROWS(B$17:B118)\n  )\n ),\"\")","v":""},{"$f":"IFERROR(\n INDEX(FixtureWatts,\n  SMALL(\n   IF(\n    FixtureInclude=\"x\",\n    ROW(FixtureWatts)-ROW(Fixtures!$B$36)\n   ),\n   ROWS(C$17:C118)\n  )\n ),\"\")","v":""},{"$f":"IFERROR(\n INDEX(FixtureEqCosts,\n  SMALL(\n   IF(\n    FixtureInclude=\"x\",\n    ROW(FixtureEqCosts)-ROW(Fixtures!$B$36)\n   ),\n   ROWS(D$17:D118)\n  )\n ),\"\")","v":""},{"$f":"IFERROR(\n INDEX(FixtureInstCosts,\n  SMALL(\n   IF(\n    FixtureInclude=\"x\",\n    ROW(FixtureInstCosts)-ROW(Fixtures!$B$36)\n   ),\n   ROWS(E$17:E118)\n  )\n ),\"\")","v":""},{"$f":"IFERROR(\n INDEX(FixtureRebCosts,\n  SMALL(\n   IF(\n    FixtureInclude=\"x\",\n    ROW(FixtureRebCosts)-ROW(Fixtures!$B$36)\n   ),\n   ROWS(F$17:F118)\n  )\n ),\"\")","v":""},{"$f":"IFERROR(\n INDEX(FixtureMaintCosts,\n  SMALL(\n   IF(\n    FixtureInclude=\"x\",\n    ROW(FixtureMaintCosts)-ROW(Fixtures!$B$36)\n   ),\n   ROWS(G$17:G118)\n  )\n ),\"\")","v":""},{"$f":"IFERROR(\n INDEX(FixtureMaintInf,\n  SMALL(\n   IF(\n    FixtureInclude=\"x\",\n    ROW(FixtureMaintInf)-ROW(Fixtures!$B$36)\n   ),\n   ROWS(H$17:H118)\n  )\n ),\"\")","v":""}]
["Upgrade 103",{"$f":"IFERROR(\n INDEX(FixtureNames,\n  SMALL(\n   IF(\n    FixtureInclude=\"x\",\n    ROW(FixtureNames)-ROW(Fixtures!$B$36)\n   ),\n   ROWS(B$17:B119)\n  )\n ),\"\")","v":""},{"$f":"IFERROR(\n INDEX(FixtureWatts,\n  SMALL(\n   IF(\n    FixtureInclude=\"x\",\n    ROW(FixtureWatts)-ROW(Fixtures!$B$36)\n   ),\n   ROWS(C$17:C119)\n  )\n ),\"\")","v":""},{"$f":"IFERROR(\n INDEX(FixtureEqCosts,\n  SMALL(\n   IF(\n    FixtureInclude=\"x\",\n    ROW(FixtureEqCosts)-ROW(Fixtures!$B$36)\n   ),\n   ROWS(D$17:D119)\n  )\n ),\"\")","v":""},{"$f":"IFERROR(\n INDEX(FixtureInstCosts,\n  SMALL(\n   IF(\n    FixtureInclude=\"x\",\n    ROW(FixtureInstCosts)-ROW(Fixtures!$B$36)\n   ),\n   ROWS(E$17:E119)\n  )\n ),\"\")","v":""},{"$f":"IFERROR(\n INDEX(FixtureRebCosts,\n  SMALL(\n   IF(\n    FixtureInclude=\"x\",\n    ROW(FixtureRebCosts)-ROW(Fixtures!$B$36)\n   ),\n   ROWS(F$17:F119)\n  )\n ),\"\")","v":""},{"$f":"IFERROR(\n INDEX(FixtureMaintCosts,\n  SMALL(\n   IF(\n    FixtureInclude=\"x\",\n    ROW(FixtureMaintCosts)-ROW(Fixtures!$B$36)\n   ),\n   ROWS(G$17:G119)\n  )\n ),\"\")","v":""},{"$f":"IFERROR(\n INDEX(FixtureMaintInf,\n  SMALL(\n   IF(\n    FixtureInclude=\"x\",\n    ROW(FixtureMaintInf)-ROW(Fixtures!$B$36)\n   ),\n   ROWS(H$17:H119)\n  )\n ),\"\")","v":""}]
["Upgrade 104",{"$f":"IFERROR(\n INDEX(FixtureNames,\n  SMALL(\n   IF(\n    FixtureInclude=\"x\",\n    ROW(FixtureNames)-ROW(Fixtures!$B$36)\n   ),\n   ROWS(B$17:B120)\n  )\n ),\"\")","v":""},{"$f":"IFERROR(\n INDEX(FixtureWatts,\n  SMALL(\n   IF(\n    FixtureInclude=\"x\",\n    ROW(FixtureWatts)-ROW(Fixtures!$B$36)\n   ),\n   ROWS(C$17:C120)\n  )\n ),\"\")","v":""},{"$f":"IFERROR(\n INDEX(FixtureEqCosts,\n  SMALL(\n   IF(\n    FixtureInclude=\"x\",\n    ROW(FixtureEqCosts)-ROW(Fixtures!$B$36)\n   ),\n   ROWS(D$17:D120)\n  )\n ),\"\")","v":""},{"$f":"IFERROR(\n INDEX(FixtureInstCosts,\n  SMALL(\n   IF(\n    FixtureInclude=\"x\",\n    ROW(FixtureInstCosts)-ROW(Fixtures!$B$36)\n   ),\n   ROWS(E$17:E120)\n  )\n ),\"\")","v":""},{"$f":"IFERROR(\n INDEX(FixtureRebCosts,\n  SMALL(\n   IF(\n    FixtureInclude=\"x\",\n    ROW(FixtureRebCosts)-ROW(Fixtures!$B$36)\n   ),\n   ROWS(F$17:F120)\n  )\n ),\"\")","v":""},{"$f":"IFERROR(\n INDEX(FixtureMaintCosts,\n  SMALL(\n   IF(\n    FixtureInclude=\"x\",\n    ROW(FixtureMaintCosts)-ROW(Fixtures!$B$36)\n   ),\n   ROWS(G$17:G120)\n  )\n ),\"\")","v":""},{"$f":"IFERROR(\n INDEX(FixtureMaintInf,\n  SMALL(\n   IF(\n    FixtureInclude=\"x\",\n    ROW(FixtureMaintInf)-ROW(Fixtures!$B$36)\n   ),\n   ROWS(H$17:H120)\n  )\n ),\"\")","v":""}]
["Upgrade 105",{"$f":"IFERROR(\n INDEX(FixtureNames,\n  SMALL(\n   IF(\n    FixtureInclude=\"x\",\n    ROW(FixtureNames)-ROW(Fixtures!$B$36)\n   ),\n   ROWS(B$17:B121)\n  )\n ),\"\")","v":""},{"$f":"IFERROR(\n INDEX(FixtureWatts,\n  SMALL(\n   IF(\n    FixtureInclude=\"x\",\n    ROW(FixtureWatts)-ROW(Fixtures!$B$36)\n   ),\n   ROWS(C$17:C121)\n  )\n ),\"\")","v":""},{"$f":"IFERROR(\n INDEX(FixtureEqCosts,\n  SMALL(\n   IF(\n    FixtureInclude=\"x\",\n    ROW(FixtureEqCosts)-ROW(Fixtures!$B$36)\n   ),\n   ROWS(D$17:D121)\n  )\n ),\"\")","v":""},{"$f":"IFERROR(\n INDEX(FixtureInstCosts,\n  SMALL(\n   IF(\n    FixtureInclude=\"x\",\n    ROW(FixtureInstCosts)-ROW(Fixtures!$B$36)\n   ),\n   ROWS(E$17:E121)\n  )\n ),\"\")","v":""},{"$f":"IFERROR(\n INDEX(FixtureRebCosts,\n  SMALL(\n   IF(\n    FixtureInclude=\"x\",\n    ROW(FixtureRebCosts)-ROW(Fixtures!$B$36)\n   ),\n   ROWS(F$17:F121)\n  )\n ),\"\")","v":""},{"$f":"IFERROR(\n INDEX(FixtureMaintCosts,\n  SMALL(\n   IF(\n    FixtureInclude=\"x\",\n    ROW(FixtureMaintCosts)-ROW(Fixtures!$B$36)\n   ),\n   ROWS(G$17:G121)\n  )\n ),\"\")","v":""},{"$f":"IFERROR(\n INDEX(FixtureMaintInf,\n  SMALL(\n   IF(\n    FixtureInclude=\"x\",\n    ROW(FixtureMaintInf)-ROW(Fixtures!$B$36)\n   ),\n   ROWS(H$17:H121)\n  )\n ),\"\")","v":""}]
["Upgrade 106",{"$f":"IFERROR(\n INDEX(FixtureNames,\n  SMALL(\n   IF(\n    FixtureInclude=\"x\",\n    ROW(FixtureNames)-ROW(Fixtures!$B$36)\n   ),\n   ROWS(B$17:B122)\n  )\n ),\"\")","v":""},{"$f":"IFERROR(\n INDEX(FixtureWatts,\n  SMALL(\n   IF(\n    FixtureInclude=\"x\",\n    ROW(FixtureWatts)-ROW(Fixtures!$B$36)\n   ),\n   ROWS(C$17:C122)\n  )\n ),\"\")","v":""},{"$f":"IFERROR(\n INDEX(FixtureEqCosts,\n  SMALL(\n   IF(\n    FixtureInclude=\"x\",\n    ROW(FixtureEqCosts)-ROW(Fixtures!$B$36)\n   ),\n   ROWS(D$17:D122)\n  )\n ),\"\")","v":""},{"$f":"IFERROR(\n INDEX(FixtureInstCosts,\n  SMALL(\n   IF(\n    FixtureInclude=\"x\",\n    ROW(FixtureInstCosts)-ROW(Fixtures!$B$36)\n   ),\n   ROWS(E$17:E122)\n  )\n ),\"\")","v":""},{"$f":"IFERROR(\n INDEX(FixtureRebCosts,\n  SMALL(\n   IF(\n    FixtureInclude=\"x\",\n    ROW(FixtureRebCosts)-ROW(Fixtures!$B$36)\n   ),\n   ROWS(F$17:F122)\n  )\n ),\"\")","v":""},{"$f":"IFERROR(\n INDEX(FixtureMaintCosts,\n  SMALL(\n   IF(\n    FixtureInclude=\"x\",\n    ROW(FixtureMaintCosts)-ROW(Fixtures!$B$36)\n   ),\n   ROWS(G$17:G122)\n  )\n ),\"\")","v":""},{"$f":"IFERROR(\n INDEX(FixtureMaintInf,\n  SMALL(\n   IF(\n    FixtureInclude=\"x\",\n    ROW(FixtureMaintInf)-ROW(Fixtures!$B$36)\n   ),\n   ROWS(H$17:H122)\n  )\n ),\"\")","v":""}]
["Upgrade 107",{"$f":"IFERROR(\n INDEX(FixtureNames,\n  SMALL(\n   IF(\n    FixtureInclude=\"x\",\n    ROW(FixtureNames)-ROW(Fixtures!$B$36)\n   ),\n   ROWS(B$17:B123)\n  )\n ),\"\")","v":""},{"$f":"IFERROR(\n INDEX(FixtureWatts,\n  SMALL(\n   IF(\n    FixtureInclude=\"x\",\n    ROW(FixtureWatts)-ROW(Fixtures!$B$36)\n   ),\n   ROWS(C$17:C123)\n  )\n ),\"\")","v":""},{"$f":"IFERROR(\n INDEX(FixtureEqCosts,\n  SMALL(\n   IF(\n    FixtureInclude=\"x\",\n    ROW(FixtureEqCosts)-ROW(Fixtures!$B$36)\n   ),\n   ROWS(D$17:D123)\n  )\n ),\"\")","v":""},{"$f":"IFERROR(\n INDEX(FixtureInstCosts,\n  SMALL(\n   IF(\n    FixtureInclude=\"x\",\n    ROW(FixtureInstCosts)-ROW(Fixtures!$B$36)\n   ),\n   ROWS(E$17:E123)\n  )\n ),\"\")","v":""},{"$f":"IFERROR(\n INDEX(FixtureRebCosts,\n  SMALL(\n   IF(\n    FixtureInclude=\"x\",\n    ROW(FixtureRebCosts)-ROW(Fixtures!$B$36)\n   ),\n   ROWS(F$17:F123)\n  )\n ),\"\")","v":""},{"$f":"IFERROR(\n INDEX(FixtureMaintCosts,\n  SMALL(\n   IF(\n    FixtureInclude=\"x\",\n    ROW(FixtureMaintCosts)-ROW(Fixtures!$B$36)\n   ),\n   ROWS(G$17:G123)\n  )\n ),\"\")","v":""},{"$f":"IFERROR(\n INDEX(FixtureMaintInf,\n  SMALL(\n   IF(\n    FixtureInclude=\"x\",\n    ROW(FixtureMaintInf)-ROW(Fixtures!$B$36)\n   ),\n   ROWS(H$17:H123)\n  )\n ),\"\")","v":""}]
["Upgrade 108",{"$f":"IFERROR(\n INDEX(FixtureNames,\n  SMALL(\n   IF(\n    FixtureInclude=\"x\",\n    ROW(FixtureNames)-ROW(Fixtures!$B$36)\n   ),\n   ROWS(B$17:B124)\n  )\n ),\"\")","v":""},{"$f":"IFERROR(\n INDEX(FixtureWatts,\n  SMALL(\n   IF(\n    FixtureInclude=\"x\",\n    ROW(FixtureWatts)-ROW(Fixtures!$B$36)\n   ),\n   ROWS(C$17:C124)\n  )\n ),\"\")","v":""},{"$f":"IFERROR(\n INDEX(FixtureEqCosts,\n  SMALL(\n   IF(\n    FixtureInclude=\"x\",\n    ROW(FixtureEqCosts)-ROW(Fixtures!$B$36)\n   ),\n   ROWS(D$17:D124)\n  )\n ),\"\")","v":""},{"$f":"IFERROR(\n INDEX(FixtureInstCosts,\n  SMALL(\n   IF(\n    FixtureInclude=\"x\",\n    ROW(FixtureInstCosts)-ROW(Fixtures!$B$36)\n   ),\n   ROWS(E$17:E124)\n  )\n ),\"\")","v":""},{"$f":"IFERROR(\n INDEX(FixtureRebCosts,\n  SMALL(\n   IF(\n    FixtureInclude=\"x\",\n    ROW(FixtureRebCosts)-ROW(Fixtures!$B$36)\n   ),\n   ROWS(F$17:F124)\n  )\n ),\"\")","v":""},{"$f":"IFERROR(\n INDEX(FixtureMaintCosts,\n  SMALL(\n   IF(\n    FixtureInclude=\"x\",\n    ROW(FixtureMaintCosts)-ROW(Fixtures!$B$36)\n   ),\n   ROWS(G$17:G124)\n  )\n ),\"\")","v":""},{"$f":"IFERROR(\n INDEX(FixtureMaintInf,\n  SMALL(\n   IF(\n    FixtureInclude=\"x\",\n    ROW(FixtureMaintInf)-ROW(Fixtures!$B$36)\n   ),\n   ROWS(H$17:H124)\n  )\n ),\"\")","v":""}]
["Upgrade 109",{"$f":"IFERROR(\n INDEX(FixtureNames,\n  SMALL(\n   IF(\n    FixtureInclude=\"x\",\n    ROW(FixtureNames)-ROW(Fixtures!$B$36)\n   ),\n   ROWS(B$17:B125)\n  )\n ),\"\")","v":""},{"$f":"IFERROR(\n INDEX(FixtureWatts,\n  SMALL(\n   IF(\n    FixtureInclude=\"x\",\n    ROW(FixtureWatts)-ROW(Fixtures!$B$36)\n   ),\n   ROWS(C$17:C125)\n  )\n ),\"\")","v":""},{"$f":"IFERROR(\n INDEX(FixtureEqCosts,\n  SMALL(\n   IF(\n    FixtureInclude=\"x\",\n    ROW(FixtureEqCosts)-ROW(Fixtures!$B$36)\n   ),\n   ROWS(D$17:D125)\n  )\n ),\"\")","v":""},{"$f":"IFERROR(\n INDEX(FixtureInstCosts,\n  SMALL(\n   IF(\n    FixtureInclude=\"x\",\n    ROW(FixtureInstCosts)-ROW(Fixtures!$B$36)\n   ),\n   ROWS(E$17:E125)\n  )\n ),\"\")","v":""},{"$f":"IFERROR(\n INDEX(FixtureRebCosts,\n  SMALL(\n   IF(\n    FixtureInclude=\"x\",\n    ROW(FixtureRebCosts)-ROW(Fixtures!$B$36)\n   ),\n   ROWS(F$17:F125)\n  )\n ),\"\")","v":""},{"$f":"IFERROR(\n INDEX(FixtureMaintCosts,\n  SMALL(\n   IF(\n    FixtureInclude=\"x\",\n    ROW(FixtureMaintCosts)-ROW(Fixtures!$B$36)\n   ),\n   ROWS(G$17:G125)\n  )\n ),\"\")","v":""},{"$f":"IFERROR(\n INDEX(FixtureMaintInf,\n  SMALL(\n   IF(\n    FixtureInclude=\"x\",\n    ROW(FixtureMaintInf)-ROW(Fixtures!$B$36)\n   ),\n   ROWS(H$17:H125)\n  )\n ),\"\")","v":""}]
["Upgrade 110",{"$f":"IFERROR(\n INDEX(FixtureNames,\n  SMALL(\n   IF(\n    FixtureInclude=\"x\",\n    ROW(FixtureNames)-ROW(Fixtures!$B$36)\n   ),\n   ROWS(B$17:B126)\n  )\n ),\"\")","v":""},{"$f":"IFERROR(\n INDEX(FixtureWatts,\n  SMALL(\n   IF(\n    FixtureInclude=\"x\",\n    ROW(FixtureWatts)-ROW(Fixtures!$B$36)\n   ),\n   ROWS(C$17:C126)\n  )\n ),\"\")","v":""},{"$f":"IFERROR(\n INDEX(FixtureEqCosts,\n  SMALL(\n   IF(\n    FixtureInclude=\"x\",\n    ROW(FixtureEqCosts)-ROW(Fixtures!$B$36)\n   ),\n   ROWS(D$17:D126)\n  )\n ),\"\")","v":""},{"$f":"IFERROR(\n INDEX(FixtureInstCosts,\n  SMALL(\n   IF(\n    FixtureInclude=\"x\",\n    ROW(FixtureInstCosts)-ROW(Fixtures!$B$36)\n   ),\n   ROWS(E$17:E126)\n  )\n ),\"\")","v":""},{"$f":"IFERROR(\n INDEX(FixtureRebCosts,\n  SMALL(\n   IF(\n    FixtureInclude=\"x\",\n    ROW(FixtureRebCosts)-ROW(Fixtures!$B$36)\n   ),\n   ROWS(F$17:F126)\n  )\n ),\"\")","v":""},{"$f":"IFERROR(\n INDEX(FixtureMaintCosts,\n  SMALL(\n   IF(\n    FixtureInclude=\"x\",\n    ROW(FixtureMaintCosts)-ROW(Fixtures!$B$36)\n   ),\n   ROWS(G$17:G126)\n  )\n ),\"\")","v":""},{"$f":"IFERROR(\n INDEX(FixtureMaintInf,\n  SMALL(\n   IF(\n    FixtureInclude=\"x\",\n    ROW(FixtureMaintInf)-ROW(Fixtures!$B$36)\n   ),\n   ROWS(H$17:H126)\n  )\n ),\"\")","v":""}]
["Upgrade 111",{"$f":"IFERROR(\n INDEX(FixtureNames,\n  SMALL(\n   IF(\n    FixtureInclude=\"x\",\n    ROW(FixtureNames)-ROW(Fixtures!$B$36)\n   ),\n   ROWS(B$17:B127)\n  )\n ),\"\")","v":""},{"$f":"IFERROR(\n INDEX(FixtureWatts,\n  SMALL(\n   IF(\n    FixtureInclude=\"x\",\n    ROW(FixtureWatts)-ROW(Fixtures!$B$36)\n   ),\n   ROWS(C$17:C127)\n  )\n ),\"\")","v":""},{"$f":"IFERROR(\n INDEX(FixtureEqCosts,\n  SMALL(\n   IF(\n    FixtureInclude=\"x\",\n    ROW(FixtureEqCosts)-ROW(Fixtures!$B$36)\n   ),\n   ROWS(D$17:D127)\n  )\n ),\"\")","v":""},{"$f":"IFERROR(\n INDEX(FixtureInstCosts,\n  SMALL(\n   IF(\n    FixtureInclude=\"x\",\n    ROW(FixtureInstCosts)-ROW(Fixtures!$B$36)\n   ),\n   ROWS(E$17:E127)\n  )\n ),\"\")","v":""},{"$f":"IFERROR(\n INDEX(FixtureRebCosts,\n  SMALL(\n   IF(\n    FixtureInclude=\"x\",\n    ROW(FixtureRebCosts)-ROW(Fixtures!$B$36)\n   ),\n   ROWS(F$17:F127)\n  )\n ),\"\")","v":""},{"$f":"IFERROR(\n INDEX(FixtureMaintCosts,\n  SMALL(\n   IF(\n    FixtureInclude=\"x\",\n    ROW(FixtureMaintCosts)-ROW(Fixtures!$B$36)\n   ),\n   ROWS(G$17:G127)\n  )\n ),\"\")","v":""},{"$f":"IFERROR(\n INDEX(FixtureMaintInf,\n  SMALL(\n   IF(\n    FixtureInclude=\"x\",\n    ROW(FixtureMaintInf)-ROW(Fixtures!$B$36)\n   ),\n   ROWS(H$17:H127)\n  )\n ),\"\")","v":""}]
["Upgrade 112",{"$f":"IFERROR(\n INDEX(FixtureNames,\n  SMALL(\n   IF(\n    FixtureInclude=\"x\",\n    ROW(FixtureNames)-ROW(Fixtures!$B$36)\n   ),\n   ROWS(B$17:B128)\n  )\n ),\"\")","v":""},{"$f":"IFERROR(\n INDEX(FixtureWatts,\n  SMALL(\n   IF(\n    FixtureInclude=\"x\",\n    ROW(FixtureWatts)-ROW(Fixtures!$B$36)\n   ),\n   ROWS(C$17:C128)\n  )\n ),\"\")","v":""},{"$f":"IFERROR(\n INDEX(FixtureEqCosts,\n  SMALL(\n   IF(\n    FixtureInclude=\"x\",\n    ROW(FixtureEqCosts)-ROW(Fixtures!$B$36)\n   ),\n   ROWS(D$17:D128)\n  )\n ),\"\")","v":""},{"$f":"IFERROR(\n INDEX(FixtureInstCosts,\n  SMALL(\n   IF(\n    FixtureInclude=\"x\",\n    ROW(FixtureInstCosts)-ROW(Fixtures!$B$36)\n   ),\n   ROWS(E$17:E128)\n  )\n ),\"\")","v":""},{"$f":"IFERROR(\n INDEX(FixtureRebCosts,\n  SMALL(\n   IF(\n    FixtureInclude=\"x\",\n    ROW(FixtureRebCosts)-ROW(Fixtures!$B$36)\n   ),\n   ROWS(F$17:F128)\n  )\n ),\"\")","v":""},{"$f":"IFERROR(\n INDEX(FixtureMaintCosts,\n  SMALL(\n   IF(\n    FixtureInclude=\"x\",\n    ROW(FixtureMaintCosts)-ROW(Fixtures!$B$36)\n   ),\n   ROWS(G$17:G128)\n  )\n ),\"\")","v":""},{"$f":"IFERROR(\n INDEX(FixtureMaintInf,\n  SMALL(\n   IF(\n    FixtureInclude=\"x\",\n    ROW(FixtureMaintInf)-ROW(Fixtures!$B$36)\n   ),\n   ROWS(H$17:H128)\n  )\n ),\"\")","v":""}]
["Upgrade 113",{"$f":"IFERROR(\n INDEX(FixtureNames,\n  SMALL(\n   IF(\n    FixtureInclude=\"x\",\n    ROW(FixtureNames)-ROW(Fixtures!$B$36)\n   ),\n   ROWS(B$17:B129)\n  )\n ),\"\")","v":""},{"$f":"IFERROR(\n INDEX(FixtureWatts,\n  SMALL(\n   IF(\n    FixtureInclude=\"x\",\n    ROW(FixtureWatts)-ROW(Fixtures!$B$36)\n   ),\n   ROWS(C$17:C129)\n  )\n ),\"\")","v":""},{"$f":"IFERROR(\n INDEX(FixtureEqCosts,\n  SMALL(\n   IF(\n    FixtureInclude=\"x\",\n    ROW(FixtureEqCosts)-ROW(Fixtures!$B$36)\n   ),\n   ROWS(D$17:D129)\n  )\n ),\"\")","v":""},{"$f":"IFERROR(\n INDEX(FixtureInstCosts,\n  SMALL(\n   IF(\n    FixtureInclude=\"x\",\n    ROW(FixtureInstCosts)-ROW(Fixtures!$B$36)\n   ),\n   ROWS(E$17:E129)\n  )\n ),\"\")","v":""},{"$f":"IFERROR(\n INDEX(FixtureRebCosts,\n  SMALL(\n   IF(\n    FixtureInclude=\"x\",\n    ROW(FixtureRebCosts)-ROW(Fixtures!$B$36)\n   ),\n   ROWS(F$17:F129)\n  )\n ),\"\")","v":""},{"$f":"IFERROR(\n INDEX(FixtureMaintCosts,\n  SMALL(\n   IF(\n    FixtureInclude=\"x\",\n    ROW(FixtureMaintCosts)-ROW(Fixtures!$B$36)\n   ),\n   ROWS(G$17:G129)\n  )\n ),\"\")","v":""},{"$f":"IFERROR(\n INDEX(FixtureMaintInf,\n  SMALL(\n   IF(\n    FixtureInclude=\"x\",\n    ROW(FixtureMaintInf)-ROW(Fixtures!$B$36)\n   ),\n   ROWS(H$17:H129)\n  )\n ),\"\")","v":""}]
["Upgrade 114",{"$f":"IFERROR(\n INDEX(FixtureNames,\n  SMALL(\n   IF(\n    FixtureInclude=\"x\",\n    ROW(FixtureNames)-ROW(Fixtures!$B$36)\n   ),\n   ROWS(B$17:B130)\n  )\n ),\"\")","v":""},{"$f":"IFERROR(\n INDEX(FixtureWatts,\n  SMALL(\n   IF(\n    FixtureInclude=\"x\",\n    ROW(FixtureWatts)-ROW(Fixtures!$B$36)\n   ),\n   ROWS(C$17:C130)\n  )\n ),\"\")","v":""},{"$f":"IFERROR(\n INDEX(FixtureEqCosts,\n  SMALL(\n   IF(\n    FixtureInclude=\"x\",\n    ROW(FixtureEqCosts)-ROW(Fixtures!$B$36)\n   ),\n   ROWS(D$17:D130)\n  )\n ),\"\")","v":""},{"$f":"IFERROR(\n INDEX(FixtureInstCosts,\n  SMALL(\n   IF(\n    FixtureInclude=\"x\",\n    ROW(FixtureInstCosts)-ROW(Fixtures!$B$36)\n   ),\n   ROWS(E$17:E130)\n  )\n ),\"\")","v":""},{"$f":"IFERROR(\n INDEX(FixtureRebCosts,\n  SMALL(\n   IF(\n    FixtureInclude=\"x\",\n    ROW(FixtureRebCosts)-ROW(Fixtures!$B$36)\n   ),\n   ROWS(F$17:F130)\n  )\n ),\"\")","v":""},{"$f":"IFERROR(\n INDEX(FixtureMaintCosts,\n  SMALL(\n   IF(\n    FixtureInclude=\"x\",\n    ROW(FixtureMaintCosts)-ROW(Fixtures!$B$36)\n   ),\n   ROWS(G$17:G130)\n  )\n ),\"\")","v":""},{"$f":"IFERROR(\n INDEX(FixtureMaintInf,\n  SMALL(\n   IF(\n    FixtureInclude=\"x\",\n    ROW(FixtureMaintInf)-ROW(Fixtures!$B$36)\n   ),\n   ROWS(H$17:H130)\n  )\n ),\"\")","v":""}]
["Upgrade 115",{"$f":"IFERROR(\n INDEX(FixtureNames,\n  SMALL(\n   IF(\n    FixtureInclude=\"x\",\n    ROW(FixtureNames)-ROW(Fixtures!$B$36)\n   ),\n   ROWS(B$17:B131)\n  )\n ),\"\")","v":""},{"$f":"IFERROR(\n INDEX(FixtureWatts,\n  SMALL(\n   IF(\n    FixtureInclude=\"x\",\n    ROW(FixtureWatts)-ROW(Fixtures!$B$36)\n   ),\n   ROWS(C$17:C131)\n  )\n ),\"\")","v":""},{"$f":"IFERROR(\n INDEX(FixtureEqCosts,\n  SMALL(\n   IF(\n    FixtureInclude=\"x\",\n    ROW(FixtureEqCosts)-ROW(Fixtures!$B$36)\n   ),\n   ROWS(D$17:D131)\n  )\n ),\"\")","v":""},{"$f":"IFERROR(\n INDEX(FixtureInstCosts,\n  SMALL(\n   IF(\n    FixtureInclude=\"x\",\n    ROW(FixtureInstCosts)-ROW(Fixtures!$B$36)\n   ),\n   ROWS(E$17:E131)\n  )\n ),\"\")","v":""},{"$f":"IFERROR(\n INDEX(FixtureRebCosts,\n  SMALL(\n   IF(\n    FixtureInclude=\"x\",\n    ROW(FixtureRebCosts)-ROW(Fixtures!$B$36)\n   ),\n   ROWS(F$17:F131)\n  )\n ),\"\")","v":""},{"$f":"IFERROR(\n INDEX(FixtureMaintCosts,\n  SMALL(\n   IF(\n    FixtureInclude=\"x\",\n    ROW(FixtureMaintCosts)-ROW(Fixtures!$B$36)\n   ),\n   ROWS(G$17:G131)\n  )\n ),\"\")","v":""},{"$f":"IFERROR(\n INDEX(FixtureMaintInf,\n  SMALL(\n   IF(\n    FixtureInclude=\"x\",\n    ROW(FixtureMaintInf)-ROW(Fixtures!$B$36)\n   ),\n   ROWS(H$17:H131)\n  )\n ),\"\")","v":""}]
["Upgrade 116",{"$f":"IFERROR(\n INDEX(FixtureNames,\n  SMALL(\n   IF(\n    FixtureInclude=\"x\",\n    ROW(FixtureNames)-ROW(Fixtures!$B$36)\n   ),\n   ROWS(B$17:B132)\n  )\n ),\"\")","v":""},{"$f":"IFERROR(\n INDEX(FixtureWatts,\n  SMALL(\n   IF(\n    FixtureInclude=\"x\",\n    ROW(FixtureWatts)-ROW(Fixtures!$B$36)\n   ),\n   ROWS(C$17:C132)\n  )\n ),\"\")","v":""},{"$f":"IFERROR(\n INDEX(FixtureEqCosts,\n  SMALL(\n   IF(\n    FixtureInclude=\"x\",\n    ROW(FixtureEqCosts)-ROW(Fixtures!$B$36)\n   ),\n   ROWS(D$17:D132)\n  )\n ),\"\")","v":""},{"$f":"IFERROR(\n INDEX(FixtureInstCosts,\n  SMALL(\n   IF(\n    FixtureInclude=\"x\",\n    ROW(FixtureInstCosts)-ROW(Fixtures!$B$36)\n   ),\n   ROWS(E$17:E132)\n  )\n ),\"\")","v":""},{"$f":"IFERROR(\n INDEX(FixtureRebCosts,\n  SMALL(\n   IF(\n    FixtureInclude=\"x\",\n    ROW(FixtureRebCosts)-ROW(Fixtures!$B$36)\n   ),\n   ROWS(F$17:F132)\n  )\n ),\"\")","v":""},{"$f":"IFERROR(\n INDEX(FixtureMaintCosts,\n  SMALL(\n   IF(\n    FixtureInclude=\"x\",\n    ROW(FixtureMaintCosts)-ROW(Fixtures!$B$36)\n   ),\n   ROWS(G$17:G132)\n  )\n ),\"\")","v":""},{"$f":"IFERROR(\n INDEX(FixtureMaintInf,\n  SMALL(\n   IF(\n    FixtureInclude=\"x\",\n    ROW(FixtureMaintInf)-ROW(Fixtures!$B$36)\n   ),\n   ROWS(H$17:H132)\n  )\n ),\"\")","v":""}]
["Upgrade 117",{"$f":"IFERROR(\n INDEX(FixtureNames,\n  SMALL(\n   IF(\n    FixtureInclude=\"x\",\n    ROW(FixtureNames)-ROW(Fixtures!$B$36)\n   ),\n   ROWS(B$17:B133)\n  )\n ),\"\")","v":""},{"$f":"IFERROR(\n INDEX(FixtureWatts,\n  SMALL(\n   IF(\n    FixtureInclude=\"x\",\n    ROW(FixtureWatts)-ROW(Fixtures!$B$36)\n   ),\n   ROWS(C$17:C133)\n  )\n ),\"\")","v":""},{"$f":"IFERROR(\n INDEX(FixtureEqCosts,\n  SMALL(\n   IF(\n    FixtureInclude=\"x\",\n    ROW(FixtureEqCosts)-ROW(Fixtures!$B$36)\n   ),\n   ROWS(D$17:D133)\n  )\n ),\"\")","v":""},{"$f":"IFERROR(\n INDEX(FixtureInstCosts,\n  SMALL(\n   IF(\n    FixtureInclude=\"x\",\n    ROW(FixtureInstCosts)-ROW(Fixtures!$B$36)\n   ),\n   ROWS(E$17:E133)\n  )\n ),\"\")","v":""},{"$f":"IFERROR(\n INDEX(FixtureRebCosts,\n  SMALL(\n   IF(\n    FixtureInclude=\"x\",\n    ROW(FixtureRebCosts)-ROW(Fixtures!$B$36)\n   ),\n   ROWS(F$17:F133)\n  )\n ),\"\")","v":""},{"$f":"IFERROR(\n INDEX(FixtureMaintCosts,\n  SMALL(\n   IF(\n    FixtureInclude=\"x\",\n    ROW(FixtureMaintCosts)-ROW(Fixtures!$B$36)\n   ),\n   ROWS(G$17:G133)\n  )\n ),\"\")","v":""},{"$f":"IFERROR(\n INDEX(FixtureMaintInf,\n  SMALL(\n   IF(\n    FixtureInclude=\"x\",\n    ROW(FixtureMaintInf)-ROW(Fixtures!$B$36)\n   ),\n   ROWS(H$17:H133)\n  )\n ),\"\")","v":""}]
["Upgrade 118",{"$f":"IFERROR(\n INDEX(FixtureNames,\n  SMALL(\n   IF(\n    FixtureInclude=\"x\",\n    ROW(FixtureNames)-ROW(Fixtures!$B$36)\n   ),\n   ROWS(B$17:B134)\n  )\n ),\"\")","v":""},{"$f":"IFERROR(\n INDEX(FixtureWatts,\n  SMALL(\n   IF(\n    FixtureInclude=\"x\",\n    ROW(FixtureWatts)-ROW(Fixtures!$B$36)\n   ),\n   ROWS(C$17:C134)\n  )\n ),\"\")","v":""},{"$f":"IFERROR(\n INDEX(FixtureEqCosts,\n  SMALL(\n   IF(\n    FixtureInclude=\"x\",\n    ROW(FixtureEqCosts)-ROW(Fixtures!$B$36)\n   ),\n   ROWS(D$17:D134)\n  )\n ),\"\")","v":""},{"$f":"IFERROR(\n INDEX(FixtureInstCosts,\n  SMALL(\n   IF(\n    FixtureInclude=\"x\",\n    ROW(FixtureInstCosts)-ROW(Fixtures!$B$36)\n   ),\n   ROWS(E$17:E134)\n  )\n ),\"\")","v":""},{"$f":"IFERROR(\n INDEX(FixtureRebCosts,\n  SMALL(\n   IF(\n    FixtureInclude=\"x\",\n    ROW(FixtureRebCosts)-ROW(Fixtures!$B$36)\n   ),\n   ROWS(F$17:F134)\n  )\n ),\"\")","v":""},{"$f":"IFERROR(\n INDEX(FixtureMaintCosts,\n  SMALL(\n   IF(\n    FixtureInclude=\"x\",\n    ROW(FixtureMaintCosts)-ROW(Fixtures!$B$36)\n   ),\n   ROWS(G$17:G134)\n  )\n ),\"\")","v":""},{"$f":"IFERROR(\n INDEX(FixtureMaintInf,\n  SMALL(\n   IF(\n    FixtureInclude=\"x\",\n    ROW(FixtureMaintInf)-ROW(Fixtures!$B$36)\n   ),\n   ROWS(H$17:H134)\n  )\n ),\"\")","v":""}]
["Upgrade 119",{"$f":"IFERROR(\n INDEX(FixtureNames,\n  SMALL(\n   IF(\n    FixtureInclude=\"x\",\n    ROW(FixtureNames)-ROW(Fixtures!$B$36)\n   ),\n   ROWS(B$17:B135)\n  )\n ),\"\")","v":""},{"$f":"IFERROR(\n INDEX(FixtureWatts,\n  SMALL(\n   IF(\n    FixtureInclude=\"x\",\n    ROW(FixtureWatts)-ROW(Fixtures!$B$36)\n   ),\n   ROWS(C$17:C135)\n  )\n ),\"\")","v":""},{"$f":"IFERROR(\n INDEX(FixtureEqCosts,\n  SMALL(\n   IF(\n    FixtureInclude=\"x\",\n    ROW(FixtureEqCosts)-ROW(Fixtures!$B$36)\n   ),\n   ROWS(D$17:D135)\n  )\n ),\"\")","v":""},{"$f":"IFERROR(\n INDEX(FixtureInstCosts,\n  SMALL(\n   IF(\n    FixtureInclude=\"x\",\n    ROW(FixtureInstCosts)-ROW(Fixtures!$B$36)\n   ),\n   ROWS(E$17:E135)\n  )\n ),\"\")","v":""},{"$f":"IFERROR(\n INDEX(FixtureRebCosts,\n  SMALL(\n   IF(\n    FixtureInclude=\"x\",\n    ROW(FixtureRebCosts)-ROW(Fixtures!$B$36)\n   ),\n   ROWS(F$17:F135)\n  )\n ),\"\")","v":""},{"$f":"IFERROR(\n INDEX(FixtureMaintCosts,\n  SMALL(\n   IF(\n    FixtureInclude=\"x\",\n    ROW(FixtureMaintCosts)-ROW(Fixtures!$B$36)\n   ),\n   ROWS(G$17:G135)\n  )\n ),\"\")","v":""},{"$f":"IFERROR(\n INDEX(FixtureMaintInf,\n  SMALL(\n   IF(\n    FixtureInclude=\"x\",\n    ROW(FixtureMaintInf)-ROW(Fixtures!$B$36)\n   ),\n   ROWS(H$17:H135)\n  )\n ),\"\")","v":""}]
["Upgrade 120",{"$f":"IFERROR(\n INDEX(FixtureNames,\n  SMALL(\n   IF(\n    FixtureInclude=\"x\",\n    ROW(FixtureNames)-ROW(Fixtures!$B$36)\n   ),\n   ROWS(B$17:B136)\n  )\n ),\"\")","v":""},{"$f":"IFERROR(\n INDEX(FixtureWatts,\n  SMALL(\n   IF(\n    FixtureInclude=\"x\",\n    ROW(FixtureWatts)-ROW(Fixtures!$B$36)\n   ),\n   ROWS(C$17:C136)\n  )\n ),\"\")","v":""},{"$f":"IFERROR(\n INDEX(FixtureEqCosts,\n  SMALL(\n   IF(\n    FixtureInclude=\"x\",\n    ROW(FixtureEqCosts)-ROW(Fixtures!$B$36)\n   ),\n   ROWS(D$17:D136)\n  )\n ),\"\")","v":""},{"$f":"IFERROR(\n INDEX(FixtureInstCosts,\n  SMALL(\n   IF(\n    FixtureInclude=\"x\",\n    ROW(FixtureInstCosts)-ROW(Fixtures!$B$36)\n   ),\n   ROWS(E$17:E136)\n  )\n ),\"\")","v":""},{"$f":"IFERROR(\n INDEX(FixtureRebCosts,\n  SMALL(\n   IF(\n    FixtureInclude=\"x\",\n    ROW(FixtureRebCosts)-ROW(Fixtures!$B$36)\n   ),\n   ROWS(F$17:F136)\n  )\n ),\"\")","v":""},{"$f":"IFERROR(\n INDEX(FixtureMaintCosts,\n  SMALL(\n   IF(\n    FixtureInclude=\"x\",\n    ROW(FixtureMaintCosts)-ROW(Fixtures!$B$36)\n   ),\n   ROWS(G$17:G136)\n  )\n ),\"\")","v":""},{"$f":"IFERROR(\n INDEX(FixtureMaintInf,\n  SMALL(\n   IF(\n    FixtureInclude=\"x\",\n    ROW(FixtureMaintInf)-ROW(Fixtures!$B$36)\n   ),\n   ROWS(H$17:H136)\n  )\n ),\"\")","v":""}]
["Upgrade 121",{"$f":"IFERROR(\n INDEX(FixtureNames,\n  SMALL(\n   IF(\n    FixtureInclude=\"x\",\n    ROW(FixtureNames)-ROW(Fixtures!$B$36)\n   ),\n   ROWS(B$17:B137)\n  )\n ),\"\")","v":""},{"$f":"IFERROR(\n INDEX(FixtureWatts,\n  SMALL(\n   IF(\n    FixtureInclude=\"x\",\n    ROW(FixtureWatts)-ROW(Fixtures!$B$36)\n   ),\n   ROWS(C$17:C137)\n  )\n ),\"\")","v":""},{"$f":"IFERROR(\n INDEX(FixtureEqCosts,\n  SMALL(\n   IF(\n    FixtureInclude=\"x\",\n    ROW(FixtureEqCosts)-ROW(Fixtures!$B$36)\n   ),\n   ROWS(D$17:D137)\n  )\n ),\"\")","v":""},{"$f":"IFERROR(\n INDEX(FixtureInstCosts,\n  SMALL(\n   IF(\n    FixtureInclude=\"x\",\n    ROW(FixtureInstCosts)-ROW(Fixtures!$B$36)\n   ),\n   ROWS(E$17:E137)\n  )\n ),\"\")","v":""},{"$f":"IFERROR(\n INDEX(FixtureRebCosts,\n  SMALL(\n   IF(\n    FixtureInclude=\"x\",\n    ROW(FixtureRebCosts)-ROW(Fixtures!$B$36)\n   ),\n   ROWS(F$17:F137)\n  )\n ),\"\")","v":""},{"$f":"IFERROR(\n INDEX(FixtureMaintCosts,\n  SMALL(\n   IF(\n    FixtureInclude=\"x\",\n    ROW(FixtureMaintCosts)-ROW(Fixtures!$B$36)\n   ),\n   ROWS(G$17:G137)\n  )\n ),\"\")","v":""},{"$f":"IFERROR(\n INDEX(FixtureMaintInf,\n  SMALL(\n   IF(\n    FixtureInclude=\"x\",\n    ROW(FixtureMaintInf)-ROW(Fixtures!$B$36)\n   ),\n   ROWS(H$17:H137)\n  )\n ),\"\")","v":""}]
["Upgrade 122",{"$f":"IFERROR(\n INDEX(FixtureNames,\n  SMALL(\n   IF(\n    FixtureInclude=\"x\",\n    ROW(FixtureNames)-ROW(Fixtures!$B$36)\n   ),\n   ROWS(B$17:B138)\n  )\n ),\"\")","v":""},{"$f":"IFERROR(\n INDEX(FixtureWatts,\n  SMALL(\n   IF(\n    FixtureInclude=\"x\",\n    ROW(FixtureWatts)-ROW(Fixtures!$B$36)\n   ),\n   ROWS(C$17:C138)\n  )\n ),\"\")","v":""},{"$f":"IFERROR(\n INDEX(FixtureEqCosts,\n  SMALL(\n   IF(\n    FixtureInclude=\"x\",\n    ROW(FixtureEqCosts)-ROW(Fixtures!$B$36)\n   ),\n   ROWS(D$17:D138)\n  )\n ),\"\")","v":""},{"$f":"IFERROR(\n INDEX(FixtureInstCosts,\n  SMALL(\n   IF(\n    FixtureInclude=\"x\",\n    ROW(FixtureInstCosts)-ROW(Fixtures!$B$36)\n   ),\n   ROWS(E$17:E138)\n  )\n ),\"\")","v":""},{"$f":"IFERROR(\n INDEX(FixtureRebCosts,\n  SMALL(\n   IF(\n    FixtureInclude=\"x\",\n    ROW(FixtureRebCosts)-ROW(Fixtures!$B$36)\n   ),\n   ROWS(F$17:F138)\n  )\n ),\"\")","v":""},{"$f":"IFERROR(\n INDEX(FixtureMaintCosts,\n  SMALL(\n   IF(\n    FixtureInclude=\"x\",\n    ROW(FixtureMaintCosts)-ROW(Fixtures!$B$36)\n   ),\n   ROWS(G$17:G138)\n  )\n ),\"\")","v":""},{"$f":"IFERROR(\n INDEX(FixtureMaintInf,\n  SMALL(\n   IF(\n    FixtureInclude=\"x\",\n    ROW(FixtureMaintInf)-ROW(Fixtures!$B$36)\n   ),\n   ROWS(H$17:H138)\n  )\n ),\"\")","v":""}]
["Upgrade 123",{"$f":"IFERROR(\n INDEX(FixtureNames,\n  SMALL(\n   IF(\n    FixtureInclude=\"x\",\n    ROW(FixtureNames)-ROW(Fixtures!$B$36)\n   ),\n   ROWS(B$17:B139)\n  )\n ),\"\")","v":""},{"$f":"IFERROR(\n INDEX(FixtureWatts,\n  SMALL(\n   IF(\n    FixtureInclude=\"x\",\n    ROW(FixtureWatts)-ROW(Fixtures!$B$36)\n   ),\n   ROWS(C$17:C139)\n  )\n ),\"\")","v":""},{"$f":"IFERROR(\n INDEX(FixtureEqCosts,\n  SMALL(\n   IF(\n    FixtureInclude=\"x\",\n    ROW(FixtureEqCosts)-ROW(Fixtures!$B$36)\n   ),\n   ROWS(D$17:D139)\n  )\n ),\"\")","v":""},{"$f":"IFERROR(\n INDEX(FixtureInstCosts,\n  SMALL(\n   IF(\n    FixtureInclude=\"x\",\n    ROW(FixtureInstCosts)-ROW(Fixtures!$B$36)\n   ),\n   ROWS(E$17:E139)\n  )\n ),\"\")","v":""},{"$f":"IFERROR(\n INDEX(FixtureRebCosts,\n  SMALL(\n   IF(\n    FixtureInclude=\"x\",\n    ROW(FixtureRebCosts)-ROW(Fixtures!$B$36)\n   ),\n   ROWS(F$17:F139)\n  )\n ),\"\")","v":""},{"$f":"IFERROR(\n INDEX(FixtureMaintCosts,\n  SMALL(\n   IF(\n    FixtureInclude=\"x\",\n    ROW(FixtureMaintCosts)-ROW(Fixtures!$B$36)\n   ),\n   ROWS(G$17:G139)\n  )\n ),\"\")","v":""},{"$f":"IFERROR(\n INDEX(FixtureMaintInf,\n  SMALL(\n   IF(\n    FixtureInclude=\"x\",\n    ROW(FixtureMaintInf)-ROW(Fixtures!$B$36)\n   ),\n   ROWS(H$17:H139)\n  )\n ),\"\")","v":""}]
["Upgrade 124",{"$f":"IFERROR(\n INDEX(FixtureNames,\n  SMALL(\n   IF(\n    FixtureInclude=\"x\",\n    ROW(FixtureNames)-ROW(Fixtures!$B$36)\n   ),\n   ROWS(B$17:B140)\n  )\n ),\"\")","v":""},{"$f":"IFERROR(\n INDEX(FixtureWatts,\n  SMALL(\n   IF(\n    FixtureInclude=\"x\",\n    ROW(FixtureWatts)-ROW(Fixtures!$B$36)\n   ),\n   ROWS(C$17:C140)\n  )\n ),\"\")","v":""},{"$f":"IFERROR(\n INDEX(FixtureEqCosts,\n  SMALL(\n   IF(\n    FixtureInclude=\"x\",\n    ROW(FixtureEqCosts)-ROW(Fixtures!$B$36)\n   ),\n   ROWS(D$17:D140)\n  )\n ),\"\")","v":""},{"$f":"IFERROR(\n INDEX(FixtureInstCosts,\n  SMALL(\n   IF(\n    FixtureInclude=\"x\",\n    ROW(FixtureInstCosts)-ROW(Fixtures!$B$36)\n   ),\n   ROWS(E$17:E140)\n  )\n ),\"\")","v":""},{"$f":"IFERROR(\n INDEX(FixtureRebCosts,\n  SMALL(\n   IF(\n    FixtureInclude=\"x\",\n    ROW(FixtureRebCosts)-ROW(Fixtures!$B$36)\n   ),\n   ROWS(F$17:F140)\n  )\n ),\"\")","v":""},{"$f":"IFERROR(\n INDEX(FixtureMaintCosts,\n  SMALL(\n   IF(\n    FixtureInclude=\"x\",\n    ROW(FixtureMaintCosts)-ROW(Fixtures!$B$36)\n   ),\n   ROWS(G$17:G140)\n  )\n ),\"\")","v":""},{"$f":"IFERROR(\n INDEX(FixtureMaintInf,\n  SMALL(\n   IF(\n    FixtureInclude=\"x\",\n    ROW(FixtureMaintInf)-ROW(Fixtures!$B$36)\n   ),\n   ROWS(H$17:H140)\n  )\n ),\"\")","v":""}]
["Upgrade 125",{"$f":"IFERROR(\n INDEX(FixtureNames,\n  SMALL(\n   IF(\n    FixtureInclude=\"x\",\n    ROW(FixtureNames)-ROW(Fixtures!$B$36)\n   ),\n   ROWS(B$17:B141)\n  )\n ),\"\")","v":""},{"$f":"IFERROR(\n INDEX(FixtureWatts,\n  SMALL(\n   IF(\n    FixtureInclude=\"x\",\n    ROW(FixtureWatts)-ROW(Fixtures!$B$36)\n   ),\n   ROWS(C$17:C141)\n  )\n ),\"\")","v":""},{"$f":"IFERROR(\n INDEX(FixtureEqCosts,\n  SMALL(\n   IF(\n    FixtureInclude=\"x\",\n    ROW(FixtureEqCosts)-ROW(Fixtures!$B$36)\n   ),\n   ROWS(D$17:D141)\n  )\n ),\"\")","v":""},{"$f":"IFERROR(\n INDEX(FixtureInstCosts,\n  SMALL(\n   IF(\n    FixtureInclude=\"x\",\n    ROW(FixtureInstCosts)-ROW(Fixtures!$B$36)\n   ),\n   ROWS(E$17:E141)\n  )\n ),\"\")","v":""},{"$f":"IFERROR(\n INDEX(FixtureRebCosts,\n  SMALL(\n   IF(\n    FixtureInclude=\"x\",\n    ROW(FixtureRebCosts)-ROW(Fixtures!$B$36)\n   ),\n   ROWS(F$17:F141)\n  )\n ),\"\")","v":""},{"$f":"IFERROR(\n INDEX(FixtureMaintCosts,\n  SMALL(\n   IF(\n    FixtureInclude=\"x\",\n    ROW(FixtureMaintCosts)-ROW(Fixtures!$B$36)\n   ),\n   ROWS(G$17:G141)\n  )\n ),\"\")","v":""},{"$f":"IFERROR(\n INDEX(FixtureMaintInf,\n  SMALL(\n   IF(\n    FixtureInclude=\"x\",\n    ROW(FixtureMaintInf)-ROW(Fixtures!$B$36)\n   ),\n   ROWS(H$17:H141)\n  )\n ),\"\")","v":""}]
[null,{"$f":"Translation!B529","v":"Only the first 125 selected fixtures are shown"}]

{"sheet":"Confirmation","index":7,"n_rows":68,"n_cols":112,"rows_kept":68,"cut":false,"hidden":false,"merged":[[6,1,6,7]]}
[]
[null,{"$f":"Start!D2","v":"SEAD Street Lighting Tool v1.8.1"}]
[]
[]
[]
[null,{"$f":"Translation!B553","v":"Confirm Inputs"}]
[null,{"$f":"Translation!$B$543","v":"Review the inputs below to make sure you have entered all necessary values and the assumptions accurately reflect your road and fixtures."}]
[null,{"$f":"Translation!B544","v":"Quick check:"}]
[{"$f":"IF('Road Geometry'!W21<>0,\"x\",\"ü\")","v":"ü"},{"$f":"IF('Road Geometry'!$W$21=0,Translation!$B$530,Translation!$B$531)","v":"Road configuration is same between baseline and upgrade"}]
[{"$f":"IF(calculationMethodChoice=\"\",\"x\",\"ü\")","v":"x"},{"$f":"IF(calculationMethodChoice=\"IES\",Translation!$B$532,IF(calculationMethodChoice=\"CIE\",Translation!$B$533,IF(calculationMethodChoice=\"\",Translation!$B$535,Translation!$B$534)))","v":"No calculation method is selected"}]
[{"$f":"IF(COUNTA('Lighting Standards'!$D$12:$D$13,'Lighting Standards'!$D$19:$D$21)<5,\"x\",\"ü\")","v":"x"},{"$f":"IF($A11=\"x\",Translation!$B537,Translation!$B536)","v":"You have NOT completed the lighting targets for the IES method"}]
[{"$f":"IF(COUNTA('Lighting Standards'!$H$12:$H$13,'Lighting Standards'!$H$19:$H$21)<5,\"x\",\"ü\")","v":"x"},{"$f":"IF($A12=\"x\",Translation!$B539,Translation!$B538)","v":"You have NOT completed the lighting targets for the CIE method"}]
[{"$f":"IF(OR(Bfixturechoice=1,Bfixturechoice=2),\"x\",\"ü\")","v":"x"},{"$f":"IF(A13=\"x\",Translation!$B$541,Translation!$B$540)","v":"No baseline fixture is selected"}]
[{"$f":"IF(Fixtures!$D$32=0,\"x\",\"ü\")","v":"x"},{"$f":"Fixtures!$D$32&Translation!B542","v":"0 upgrade fixtures are selected"}]
[]
[]
[]
[]
[null,{"$f":"Translation!B545","v":"Review All Inputs"}]
[]
[null,{"$f":"Translation!$B$102","v":"Inputs"},{"$f":"tBaseline","v":"Baseline"},{"$f":"tUpgrade","v":"Upgrade"}]
[null,{"$f":"'Road Geometry'!B10","v":"Number of Lanes"},{"$f":"'Road Geometry'!C10","v":0},{"$f":"'Road Geometry'!D10","v":0}]
[null,{"$f":"'Road Geometry'!B11","v":"Lane Width"},{"$f":"'Road Geometry'!C11","v":0},{"$f":"'Road Geometry'!D11","v":0}]
[null,{"$f":"'Road Geometry'!B12","v":"Median Width"},{"$f":"'Road Geometry'!C12","v":0},{"$f":"'Road Geometry'!D12","v":0}]
[null,{"$f":"'Road Geometry'!B16","v":"Pole Placement"},{"$f":"'Road Geometry'!C16","v":0},{"$f":"'Road Geometry'!D16","v":0}]
[null,{"$f":"'Road Geometry'!B17","v":"Luminaire Mounting Height"},{"$f":"'Road Geometry'!C17","v":0},{"$f":"'Road Geometry'!D17","v":0}]
[null,{"$f":"'Road Geometry'!B18","v":"Pole Spacing"},{"$f":"'Road Geometry'!C18","v":0},{"$f":"'Road Geometry'!D18","v":0}]
[null,{"$f":"'Road Geometry'!B19","v":"Pole Setback"},{"$f":"'Road Geometry'!C19","v":0},{"$f":"'Road Geometry'!D19","v":0}]
[null,{"$f":"'Road Geometry'!B20","v":"Arm length"},{"$f":"'Road Geometry'!C20","v":0},{"$f":"'Road Geometry'!D20","v":0}]
[null,{"$f":"'Road Geometry'!B24","v":"Road Surface Type"},{"$f":"'Road Geometry'!C24","v":0},{"$f":"'Road Geometry'!D24","v":"Standard Surface"}]
[]
[null,{"$f":"'Lighting Standards'!C7","v":"Select Calculation Method"},{"$f":"'Lighting Standards'!D7","v":0},{"$f":"C32","v":0}]
[null,{"$f":"Translation!B527","v":"IES Method"}]
[null,{"$f":"'Lighting Standards'!C11","v":"Illuminance Method"}]
[null,{"$f":"'Lighting Standards'!C12","v":"Average Illuminance Target (Iavg)"},{"$f":"'Lighting Standards'!D12","v":0},{"$f":"C35","v":0}]
[null,{"$f":"'Lighting Standards'!C13","v":"Uniformity Ratio (Iavg/Imin)"},{"$f":"'Lighting Standards'!D13","v":0},0]
[null,{"$f":"'Lighting Standards'!C18","v":"Luminance Method for IES Standard"}]
[null,{"$f":"'Lighting Standards'!C19","v":"Average Luminance Target (Lav)"},{"$f":"'Lighting Standards'!D19","v":0},0]
[null,{"$f":"'Lighting Standards'!C20","v":"Uniformity Ratio (Lavg/Lmin)"},{"$f":"'Lighting Standards'!D20","v":0},0]
[null,{"$f":"'Lighting Standards'!C21","v":"Uniformity Ratio (Lmax/Lmin)"},{"$f":"'Lighting Standards'!D21","v":0},0]
[null,{"$f":"Translation!B528","v":"CIE Method"}]
[null,{"$f":"'Lighting Standards'!G12","v":"Average Illuminance Target (Iavg)"},{"$f":"'Lighting Standards'!H12","v":0},0]
[null,{"$f":"'Lighting Standards'!G13","v":"Uniformity Ratio (Imin/Iavg)"},{"$f":"'Lighting Standards'!H13","v":0},0]
[null,{"$f":"'Lighting Standards'!$G$18","v":"Luminance Method for CIE Standard"}]
[null,{"$f":"'Lighting Standards'!G19","v":"Average Luminance Target (Lav)"},{"$f":"'Lighting Standards'!H19","v":0},0]
[null,{"$f":"'Lighting Standards'!G20","v":"Overall Uniformity (min/avg)"},{"$f":"'Lighting Standards'!H20","v":0},0]
[null,{"$f":"'Lighting Standards'!G21","v":"Longitudinal Uniformity (min/max)"},{"$f":"'Lighting Standards'!H21","v":0},0]
[]
[null,{"$f":"Costs!B6","v":"General Costs"}]
[null,{"$f":"Costs!B8","v":"Operating hours"},{"$f":"Costs!C8","v":0},{"$f":"C50","v":0}]
[null,{"$f":"Costs!B9","v":"Energy Cost ($/kWh)"},{"$f":"Costs!C9","v":0},{"$f":"C51","v":0}]
[null,{"$f":"Costs!B10","v":"Energy Inflation Rate (%/year)"},{"$f":"Costs!C10","v":0},{"$f":"C52","v":0}]
[null,{"$f":"Costs!B11","v":"Discount Rate"},{"$f":"Costs!C11","v":0},{"$f":"C53","v":0}]
[]
[null,{"$f":"Fixtures!B32","v":"Currently selected fixtures:"}]
[null,{"$f":"Fixtures!E16","v":"Fixture Name"},{"$f":"Fixtures!F16","v":0},{"$f":"IFERROR(\n INDEX(FixtureNames,\n  SMALL(\n   IF(\n    FixtureInclude=\"x\",\n    ROW(FixtureNames)-ROW(Fixtures!$B$36)\n   ),\n   COLUMNS($D56:D56)\n  )\n ),\"\")","v":""},{"$f":"IFERROR(\n INDEX(FixtureNames,\n  SMALL(\n   IF(\n    FixtureInclude=\"x\",\n    ROW(FixtureNames)-ROW(Fixtures!$B$36)\n   ),\n   COLUMNS($D56:E56)\n  )\n ),\"\")","v":""},{"$f":"IFERROR(\n INDEX(FixtureNames,\n  SMALL(\n   IF(\n    FixtureInclude=\"x\",\n    ROW(FixtureNames)-ROW(Fixtures!$B$36)\n   ),\n   COLUMNS($D56:F56)\n  )\n ),\"\")","v":""},{"$f":"IFERROR(\n INDEX(FixtureNames,\n  SMALL(\n   IF(\n    FixtureInclude=\"x\",\n    ROW(FixtureNames)-ROW(Fixtures!$B$36)\n   ),\n   COLUMNS($D56:G56)\n  )\n ),\"\")","v":""},{"$f":"IFERROR(\n INDEX(FixtureNames,\n  SMALL(\n   IF(\n    FixtureInclude=\"x\",\n    ROW(FixtureNames)-ROW(Fixtures!$B$36)\n   ),\n   COLUMNS($D56:H56)\n  )\n ),\"\")","v":""},{"$f":"IFERROR(\n INDEX(FixtureNames,\n  SMALL(\n   IF(\n    FixtureInclude=\"x\",\n    ROW(FixtureNames)-ROW(Fixtures!$B$36)\n   ),\n   COLUMNS($D56:I56)\n  )\n ),\"\")","v":""},{"$f":"IFERROR(\n INDEX(FixtureNames,\n  SMALL(\n   IF(\n    FixtureInclude=\"x\",\n    ROW(FixtureNames)-ROW(Fixtures!$B$36)\n   ),\n   COLUMNS($D56:J56)\n  )\n ),\"\")","v":""},{"$f":"IFERROR(\n INDEX(FixtureNames,\n  SMALL(\n   IF(\n    FixtureInclude=\"x\",\n    ROW(FixtureNames)-ROW(Fixtures!$B$36)\n   ),\n   COLUMNS($D56:K56)\n  )\n ),\"\")","v":""},{"$f":"IFERROR(\n INDEX(FixtureNames,\n  SMALL(\n   IF(\n    FixtureInclude=\"x\",\n    ROW(FixtureNames)-ROW(Fixtures!$B$36)\n   ),\n   COLUMNS($D56:L56)\n  )\n ),\"\")","v":""},{"$f":"IFERROR(\n INDEX(FixtureNames,\n  SMALL(\n   IF(\n    FixtureInclude=\"x\",\n    ROW(FixtureNames)-ROW(Fixtures!$B$36)\n   ),\n   COLUMNS($D56:M56)\n  )\n ),\"\")","v":""},{"$f":"IFERROR(\n INDEX(FixtureNames,\n  SMALL(\n   IF(\n    FixtureInclude=\"x\",\n    ROW(FixtureNames)-ROW(Fixtures!$B$36)\n   ),\n   COLUMNS($D56:N56)\n  )\n ),\"\")","v":""},{"$f":"IFERROR(\n INDEX(FixtureNames,\n  SMALL(\n   IF(\n    FixtureInclude=\"x\",\n    ROW(FixtureNames)-ROW(Fixtures!$B$36)\n   ),\n   COLUMNS($D56:O56)\n  )\n ),\"\")","v":""},{"$f":"IFERROR(\n INDEX(FixtureNames,\n  SMALL(\n   IF(\n    FixtureInclude=\"x\",\n    ROW(FixtureNames)-ROW(Fixtures!$B$36)\n   ),\n   COLUMNS($D56:P56)\n  )\n ),\"\")","v":""},{"$f":"IFERROR(\n INDEX(FixtureNames,\n  SMALL(\n   IF(\n    FixtureInclude=\"x\",\n    ROW(FixtureNames)-ROW(Fixtures!$B$36)\n   ),\n   COLUMNS($D56:Q56)\n  )\n ),\"\")","v":""},{"$f":"IFERROR(\n INDEX(FixtureNames,\n  SMALL(\n   IF(\n    FixtureInclude=\"x\",\n    ROW(FixtureNames)-ROW(Fixtures!$B$36)\n   ),\n   COLUMNS($D56:R56)\n  )\n ),\"\")","v":""},{"$f":"IFERROR(\n INDEX(FixtureNames,\n  SMALL(\n   IF(\n    FixtureInclude=\"x\",\n    ROW(FixtureNames)-ROW(Fixtures!$B$36)\n   ),\n   COLUMNS($D56:S56)\n  )\n ),\"\")","v":""},{"$f":"IFERROR(\n INDEX(FixtureNames,\n  SMALL(\n   IF(\n    FixtureInclude=\"x\",\n    ROW(FixtureNames)-ROW(Fixtures!$B$36)\n   ),\n   COLUMNS($D56:T56)\n  )\n ),\"\")","v":""},{"$f":"IFERROR(\n INDEX(FixtureNames,\n  SMALL(\n   IF(\n    FixtureInclude=\"x\",\n    ROW(FixtureNames)-ROW(Fixtures!$B$36)\n   ),\n   COLUMNS($D56:U56)\n  )\n ),\"\")","v":""},{"$f":"IFERROR(\n INDEX(FixtureNames,\n  SMALL(\n   IF(\n    FixtureInclude=\"x\",\n    ROW(FixtureNames)-ROW(Fixtures!$B$36)\n   ),\n   COLUMNS($D56:V56)\n  )\n ),\"\")","v":""},{"$f":"IFERROR(\n INDEX(FixtureNames,\n  SMALL(\n   IF(\n    FixtureInclude=\"x\",\n    ROW(FixtureNames)-ROW(Fixtures!$B$36)\n   ),\n   COLUMNS($D56:W56)\n  )\n ),\"\")","v":""},{"$f":"IFERROR(\n INDEX(FixtureNames,\n  SMALL(\n   IF(\n    FixtureInclude=\"x\",\n    ROW(FixtureNames)-ROW(Fixtures!$B$36)\n   ),\n   COLUMNS($D56:X56)\n  )\n ),\"\")","v":""},{"$f":"IFERROR(\n INDEX(FixtureNames,\n  SMALL(\n   IF(\n    FixtureInclude=\"x\",\n    ROW(FixtureNames)-ROW(Fixtures!$B$36)\n   ),\n   COLUMNS($D56:Y56)\n  )\n ),\"\")","v":""},{"$f":"IFERROR(\n INDEX(FixtureNames,\n  SMALL(\n   IF(\n    FixtureInclude=\"x\",\n    ROW(FixtureNames)-ROW(Fixtures!$B$36)\n   ),\n   COLUMNS($D56:Z56)\n  )\n ),\"\")","v":""},{"$f":"IFERROR(\n INDEX(FixtureNames,\n  SMALL(\n   IF(\n    FixtureInclude=\"x\",\n    ROW(FixtureNames)-ROW(Fixtures!$B$36)\n   ),\n   COLUMNS($D56:AA56)\n  )\n ),\"\")","v":""},{"$f":"IFERROR(\n INDEX(FixtureNames,\n  SMALL(\n   IF(\n    FixtureInclude=\"x\",\n    ROW(FixtureNames)-ROW(Fixtures!$B$36)\n   ),\n   COLUMNS($D56:AB56)\n  )\n ),\"\")","v":""},{"$f":"IFERROR(\n INDEX(FixtureNames,\n  SMALL(\n   IF(\n    FixtureInclude=\"x\",\n    ROW(FixtureNames)-ROW(Fixtures!$B$36)\n   ),\n   COLUMNS($D56:AC56)\n  )\n ),\"\")","v":""},{"$f":"IFERROR(\n INDEX(FixtureNames,\n  SMALL(\n   IF(\n    FixtureInclude=\"x\",\n    ROW(FixtureNames)-ROW(Fixtures!$B$36)\n   ),\n   COLUMNS($D56:AD56)\n  )\n ),\"\")","v":""},{"$f":"IFERROR(\n INDEX(FixtureNames,\n  SMALL(\n   IF(\n    FixtureInclude=\"x\",\n    ROW(FixtureNames)-ROW(Fixtures!$B$36)\n   ),\n   COLUMNS($D56:AE56)\n  )\n ),\"\")","v":""},{"$f":"IFERROR(\n INDEX(FixtureNames,\n  SMALL(\n   IF(\n    FixtureInclude=\"x\",\n    ROW(FixtureNames)-ROW(Fixtures!$B$36)\n   ),\n   COLUMNS($D56:AF56)\n  )\n ),\"\")","v":""},{"$f":"IFERROR(\n INDEX(FixtureNames,\n  SMALL(\n   IF(\n    FixtureInclude=\"x\",\n    ROW(FixtureNames)-ROW(Fixtures!$B$36)\n   ),\n   COLUMNS($D56:AG56)\n  )\n ),\"\")","v":""},{"$f":"IFERROR(\n INDEX(FixtureNames,\n  SMALL(\n   IF(\n    FixtureInclude=\"x\",\n    ROW(FixtureNames)-ROW(Fixtures!$B$36)\n   ),\n   COLUMNS($D56:AH56)\n  )\n ),\"\")","v":""},{"$f":"IFERROR(\n INDEX(FixtureNames,\n  SMALL(\n   IF(\n    FixtureInclude=\"x\",\n    ROW(FixtureNames)-ROW(Fixtures!$B$36)\n   ),\n   COLUMNS($D56:AI56)\n  )\n ),\"\")","v":""},{"$f":"IFERROR(\n INDEX(FixtureNames,\n  SMALL(\n   IF(\n    FixtureInclude=\"x\",\n    ROW(FixtureNames)-ROW(Fixtures!$B$36)\n   ),\n   COLUMNS($D56:AJ56)\n  )\n ),\"\")","v":""},{"$f":"IFERROR(\n INDEX(FixtureNames,\n  SMALL(\n   IF(\n    FixtureInclude=\"x\",\n    ROW(FixtureNames)-ROW(Fixtures!$B$36)\n   ),\n   COLUMNS($D56:AK56)\n  )\n ),\"\")","v":""},{"$f":"IFERROR(\n INDEX(FixtureNames,\n  SMALL(\n   IF(\n    FixtureInclude=\"x\",\n    ROW(FixtureNames)-ROW(Fixtures!$B$36)\n   ),\n   COLUMNS($D56:AL56)\n  )\n ),\"\")","v":""},{"$f":"IFERROR(\n INDEX(FixtureNames,\n  SMALL(\n   IF(\n    FixtureInclude=\"x\",\n    ROW(FixtureNames)-ROW(Fixtures!$B$36)\n   ),\n   COLUMNS($D56:AM56)\n  )\n ),\"\")","v":""},{"$f":"IFERROR(\n INDEX(FixtureNames,\n  SMALL(\n   IF(\n    FixtureInclude=\"x\",\n    ROW(FixtureNames)-ROW(Fixtures!$B$36)\n   ),\n   COLUMNS($D56:AN56)\n  )\n ),\"\")","v":""},{"$f":"IFERROR(\n INDEX(FixtureNames,\n  SMALL(\n   IF(\n    FixtureInclude=\"x\",\n    ROW(FixtureNames)-ROW(Fixtures!$B$36)\n   ),\n   COLUMNS($D56:AO56)\n  )\n ),\"\")","v":""},{"$f":"IFERROR(\n INDEX(FixtureNames,\n  SMALL(\n   IF(\n    FixtureInclude=\"x\",\n    ROW(FixtureNames)-ROW(Fixtures!$B$36)\n   ),\n   COLUMNS($D56:AP56)\n  )\n ),\"\")","v":""},{"$f":"IFERROR(\n INDEX(FixtureNames,\n  SMALL(\n   IF(\n    FixtureInclude=\"x\",\n    ROW(FixtureNames)-ROW(Fixtures!$B$36)\n   ),\n   COLUMNS($D56:AQ56)\n  )\n ),\"\")","v":""},{"$f":"IFERROR(\n INDEX(FixtureNames,\n  SMALL(\n   IF(\n    FixtureInclude=\"x\",\n    ROW(FixtureNames)-ROW(Fixtures!$B$36)\n   ),\n   COLUMNS($D56:AR56)\n  )\n ),\"\")","v":""},{"$f":"IFERROR(\n INDEX(FixtureNames,\n  SMALL(\n   IF(\n    FixtureInclude=\"x\",\n    ROW(FixtureNames)-ROW(Fixtures!$B$36)\n   ),\n   COLUMNS($D56:AS56)\n  )\n ),\"\")","v":""},{"$f":"IFERROR(\n INDEX(FixtureNames,\n  SMALL(\n   IF(\n    FixtureInclude=\"x\",\n    ROW(FixtureNames)-ROW(Fixtures!$B$36)\n   ),\n   COLUMNS($D56:AT56)\n  )\n ),\"\")","v":""},{"$f":"IFERROR(\n INDEX(FixtureNames,\n  SMALL(\n   IF(\n    FixtureInclude=\"x\",\n    ROW(FixtureNames)-ROW(Fixtures!$B$36)\n   ),\n   COLUMNS($D56:AU56)\n  )\n ),\"\")","v":""},{"$f":"IFERROR(\n INDEX(FixtureNames,\n  SMALL(\n   IF(\n    FixtureInclude=\"x\",\n    ROW(FixtureNames)-ROW(Fixtures!$B$36)\n   ),\n   COLUMNS($D56:AV56)\n  )\n ),\"\")","v":""},{"$f":"IFERROR(\n INDEX(FixtureNames,\n  SMALL(\n   IF(\n    FixtureInclude=\"x\",\n    ROW(FixtureNames)-ROW(Fixtures!$B$36)\n   ),\n   COLUMNS($D56:AW56)\n  )\n ),\"\")","v":""},{"$f":"IFERROR(\n INDEX(FixtureNames,\n  SMALL(\n   IF(\n    FixtureInclude=\"x\",\n    ROW(FixtureNames)-ROW(Fixtures!$B$36)\n   ),\n   COLUMNS($D56:AX56)\n  )\n ),\"\")","v":""},{"$f":"IFERROR(\n INDEX(FixtureNames,\n  SMALL(\n   IF(\n    FixtureInclude=\"x\",\n    ROW(FixtureNames)-ROW(Fixtures!$B$36)\n   ),\n   COLUMNS($D56:AY56)\n  )\n ),\"\")","v":""},{"$f":"IFERROR(\n INDEX(FixtureNames,\n  SMALL(\n   IF(\n    FixtureInclude=\"x\",\n    ROW(FixtureNames)-ROW(Fixtures!$B$36)\n   ),\n   COLUMNS($D56:AZ56)\n  )\n ),\"\")","v":""},{"$f":"IFERROR(\n INDEX(FixtureNames,\n  SMALL(\n   IF(\n    FixtureInclude=\"x\",\n    ROW(FixtureNames)-ROW(Fixtures!$B$36)\n   ),\n   COLUMNS($D56:BA56)\n  )\n ),\"\")","v":""},{"$f":"IFERROR(\n INDEX(FixtureNames,\n  SMALL(\n   IF(\n    FixtureInclude=\"x\",\n    ROW(FixtureNames)-ROW(Fixtures!$B$36)\n   ),\n   COLUMNS($D56:BB56)\n  )\n ),\"\")","v":""},{"$f":"IFERROR(\n INDEX(FixtureNames,\n  SMALL(\n   IF(\n    FixtureInclude=\"x\",\n    ROW(FixtureNames)-ROW(Fixtures!$B$36)\n   ),\n   COLUMNS($D56:BC56)\n  )\n ),\"\")","v":""},{"$f":"IFERROR(\n INDEX(FixtureNames,\n  SMALL(\n   IF(\n    FixtureInclude=\"x\",\n    ROW(FixtureNames)-ROW(Fixtures!$B$36)\n   ),\n   COLUMNS($D56:BD56)\n  )\n ),\"\")","v":""},{"$f":"IFERROR(\n INDEX(FixtureNames,\n  SMALL(\n   IF(\n    FixtureInclude=\"x\",\n    ROW(FixtureNames)-ROW(Fixtures!$B$36)\n   ),\n   COLUMNS($D56:BE56)\n  )\n ),\"\")","v":""},{"$f":"IFERROR(\n INDEX(FixtureNames,\n  SMALL(\n   IF(\n    FixtureInclude=\"x\",\n    ROW(FixtureNames)-ROW(Fixtures!$B$36)\n   ),\n   COLUMNS($D56:BF56)\n  )\n ),\"\")","v":""},{"$f":"IFERROR(\n INDEX(FixtureNames,\n  SMALL(\n   IF(\n    FixtureInclude=\"x\",\n    ROW(FixtureNames)-ROW(Fixtures!$B$36)\n   ),\n   COLUMNS($D56:BG56)\n  )\n ),\"\")","v":""},{"$f":"IFERROR(\n INDEX(FixtureNames,\n  SMALL(\n   IF(\n    FixtureInclude=\"x\",\n    ROW(FixtureNames)-ROW(Fixtures!$B$36)\n   ),\n   COLUMNS($D56:BH56)\n  )\n ),\"\")","v":""},{"$f":"IFERROR(\n INDEX(FixtureNames,\n  SMALL(\n   IF(\n    FixtureInclude=\"x\",\n    ROW(FixtureNames)-ROW(Fixtures!$B$36)\n   ),\n   COLUMNS($D56:BI56)\n  )\n ),\"\")","v":""},{"$f":"IFERROR(\n INDEX(FixtureNames,\n  SMALL(\n   IF(\n    FixtureInclude=\"x\",\n    ROW(FixtureNames)-ROW(Fixtures!$B$36)\n   ),\n   COLUMNS($D56:BJ56)\n  )\n ),\"\")","v":""},{"$f":"IFERROR(\n INDEX(FixtureNames,\n  SMALL(\n   IF(\n    FixtureInclude=\"x\",\n    ROW(FixtureNames)-ROW(Fixtures!$B$36)\n   ),\n   COLUMNS($D56:BK56)\n  )\n ),\"\")","v":""},{"$f":"IFERROR(\n INDEX(FixtureNames,\n  SMALL(\n   IF(\n    FixtureInclude=\"x\",\n    ROW(FixtureNames)-ROW(Fixtures!$B$36)\n   ),\n   COLUMNS($D56:BL56)\n  )\n ),\"\")","v":""},{"$f":"IFERROR(\n INDEX(FixtureNames,\n  SMALL(\n   IF(\n    FixtureInclude=\"x\",\n    ROW(FixtureNames)-ROW(Fixtures!$B$36)\n   ),\n   COLUMNS($D56:BM56)\n  )\n ),\"\")","v":""},{"$f":"IFERROR(\n INDEX(FixtureNames,\n  SMALL(\n   IF(\n    FixtureInclude=\"x\",\n    ROW(FixtureNames)-ROW(Fixtures!$B$36)\n   ),\n   COLUMNS($D56:BN56)\n  )\n ),\"\")","v":""},{"$f":"IFERROR(\n INDEX(FixtureNames,\n  SMALL(\n   IF(\n    FixtureInclude=\"x\",\n    ROW(FixtureNames)-ROW(Fixtures!$B$36)\n   ),\n   COLUMNS($D56:BO56)\n  )\n ),\"\")","v":""},{"$f":"IFERROR(\n INDEX(FixtureNames,\n  SMALL(\n   IF(\n    FixtureInclude=\"x\",\n    ROW(FixtureNames)-ROW(Fixtures!$B$36)\n   ),\n   COLUMNS($D56:BP56)\n  )\n ),\"\")","v":""},{"$f":"IFERROR(\n INDEX(FixtureNames,\n  SMALL(\n   IF(\n    FixtureInclude=\"x\",\n    ROW(FixtureNames)-ROW(Fixtures!$B$36)\n   ),\n   COLUMNS($D56:BQ56)\n  )\n ),\"\")","v":""},{"$f":"IFERROR(\n INDEX(FixtureNames,\n  SMALL(\n   IF(\n    FixtureInclude=\"x\",\n    ROW(FixtureNames)-ROW(Fixtures!$B$36)\n   ),\n   COLUMNS($D56:BR56)\n  )\n ),\"\")","v":""},{"$f":"IFERROR(\n INDEX(FixtureNames,\n  SMALL(\n   IF(\n    FixtureInclude=\"x\",\n    ROW(FixtureNames)-ROW(Fixtures!$B$36)\n   ),\n   COLUMNS($D56:BS56)\n  )\n ),\"\")","v":""},{"$f":"IFERROR(\n INDEX(FixtureNames,\n  SMALL(\n   IF(\n    FixtureInclude=\"x\",\n    ROW(FixtureNames)-ROW(Fixtures!$B$36)\n   ),\n   COLUMNS($D56:BT56)\n  )\n ),\"\")","v":""},{"$f":"IFERROR(\n INDEX(FixtureNames,\n  SMALL(\n   IF(\n    FixtureInclude=\"x\",\n    ROW(FixtureNames)-ROW(Fixtures!$B$36)\n   ),\n   COLUMNS($D56:BU56)\n  )\n ),\"\")","v":""},{"$f":"IFERROR(\n INDEX(FixtureNames,\n  SMALL(\n   IF(\n    FixtureInclude=\"x\",\n    ROW(FixtureNames)-ROW(Fixtures!$B$36)\n   ),\n   COLUMNS($D56:BV56)\n  )\n ),\"\")","v":""},{"$f":"IFERROR(\n INDEX(FixtureNames,\n  SMALL(\n   IF(\n    FixtureInclude=\"x\",\n    ROW(FixtureNames)-ROW(Fixtures!$B$36)\n   ),\n   COLUMNS($D56:BW56)\n  )\n ),\"\")","v":""},{"$f":"IFERROR(\n INDEX(FixtureNames,\n  SMALL(\n   IF(\n    FixtureInclude=\"x\",\n    ROW(FixtureNames)-ROW(Fixtures!$B$36)\n   ),\n   COLUMNS($D56:BX56)\n  )\n ),\"\")","v":""},{"$f":"IFERROR(\n INDEX(FixtureNames,\n  SMALL(\n   IF(\n    FixtureInclude=\"x\",\n    ROW(FixtureNames)-ROW(Fixtures!$B$36)\n   ),\n   COLUMNS($D56:BY56)\n  )\n ),\"\")","v":""},{"$f":"IFERROR(\n INDEX(FixtureNames,\n  SMALL(\n   IF(\n    FixtureInclude=\"x\",\n    ROW(FixtureNames)-ROW(Fixtures!$B$36)\n   ),\n   COLUMNS($D56:BZ56)\n  )\n ),\"\")","v":""},{"$f":"IFERROR(\n INDEX(FixtureNames,\n  SMALL(\n   IF(\n    FixtureInclude=\"x\",\n    ROW(FixtureNames)-ROW(Fixtures!$B$36)\n   ),\n   COLUMNS($D56:CA56)\n  )\n ),\"\")","v":""},{"$f":"IFERROR(\n INDEX(FixtureNames,\n  SMALL(\n   IF(\n    FixtureInclude=\"x\",\n    ROW(FixtureNames)-ROW(Fixtures!$B$36)\n   ),\n   COLUMNS($D56:CB56)\n  )\n ),\"\")","v":""},{"$f":"IFERROR(\n INDEX(FixtureNames,\n  SMALL(\n   IF(\n    FixtureInclude=\"x\",\n    ROW(FixtureNames)-ROW(Fixtures!$B$36)\n   ),\n   COLUMNS($D56:CC56)\n  )\n ),\"\")","v":""},{"$f":"IFERROR(\n INDEX(FixtureNames,\n  SMALL(\n   IF(\n    FixtureInclude=\"x\",\n    ROW(FixtureNames)-ROW(Fixtures!$B$36)\n   ),\n   COLUMNS($D56:CD56)\n  )\n ),\"\")","v":""},{"$f":"IFERROR(\n INDEX(FixtureNames,\n  SMALL(\n   IF(\n    FixtureInclude=\"x\",\n    ROW(FixtureNames)-ROW(Fixtures!$B$36)\n   ),\n   COLUMNS($D56:CE56)\n  )\n ),\"\")","v":""},{"$f":"IFERROR(\n INDEX(FixtureNames,\n  SMALL(\n   IF(\n    FixtureInclude=\"x\",\n    ROW(FixtureNames)-ROW(Fixtures!$B$36)\n   ),\n   COLUMNS($D56:CF56)\n  )\n ),\"\")","v":""},{"$f":"IFERROR(\n INDEX(FixtureNames,\n  SMALL(\n   IF(\n    FixtureInclude=\"x\",\n    ROW(FixtureNames)-ROW(Fixtures!$B$36)\n   ),\n   COLUMNS($D56:CG56)\n  )\n ),\"\")","v":""},{"$f":"IFERROR(\n INDEX(FixtureNames,\n  SMALL(\n   IF(\n    FixtureInclude=\"x\",\n    ROW(FixtureNames)-ROW(Fixtures!$B$36)\n   ),\n   COLUMNS($D56:CH56)\n  )\n ),\"\")","v":""},{"$f":"IFERROR(\n INDEX(FixtureNames,\n  SMALL(\n   IF(\n    FixtureInclude=\"x\",\n    ROW(FixtureNames)-ROW(Fixtures!$B$36)\n   ),\n   COLUMNS($D56:CI56)\n  )\n ),\"\")","v":""},{"$f":"IFERROR(\n INDEX(FixtureNames,\n  SMALL(\n   IF(\n    FixtureInclude=\"x\",\n    ROW(FixtureNames)-ROW(Fixtures!$B$36)\n   ),\n   COLUMNS($D56:CJ56)\n  )\n ),\"\")","v":""},{"$f":"IFERROR(\n INDEX(FixtureNames,\n  SMALL(\n   IF(\n    FixtureInclude=\"x\",\n    ROW(FixtureNames)-ROW(Fixtures!$B$36)\n   ),\n   COLUMNS($D56:CK56)\n  )\n ),\"\")","v":""},{"$f":"IFERROR(\n INDEX(FixtureNames,\n  SMALL(\n   IF(\n    FixtureInclude=\"x\",\n    ROW(FixtureNames)-ROW(Fixtures!$B$36)\n   ),\n   COLUMNS($D56:CL56)\n  )\n ),\"\")","v":""},{"$f":"IFERROR(\n INDEX(FixtureNames,\n  SMALL(\n   IF(\n    FixtureInclude=\"x\",\n    ROW(FixtureNames)-ROW(Fixtures!$B$36)\n   ),\n   COLUMNS($D56:CM56)\n  )\n ),\"\")","v":""},{"$f":"IFERROR(\n INDEX(FixtureNames,\n  SMALL(\n   IF(\n    FixtureInclude=\"x\",\n    ROW(FixtureNames)-ROW(Fixtures!$B$36)\n   ),\n   COLUMNS($D56:CN56)\n  )\n ),\"\")","v":""},{"$f":"IFERROR(\n INDEX(FixtureNames,\n  SMALL(\n   IF(\n    FixtureInclude=\"x\",\n    ROW(FixtureNames)-ROW(Fixtures!$B$36)\n   ),\n   COLUMNS($D56:CO56)\n  )\n ),\"\")","v":""},{"$f":"IFERROR(\n INDEX(FixtureNames,\n  SMALL(\n   IF(\n    FixtureInclude=\"x\",\n    ROW(FixtureNames)-ROW(Fixtures!$B$36)\n   ),\n   COLUMNS($D56:CP56)\n  )\n ),\"\")","v":""},{"$f":"IFERROR(\n INDEX(FixtureNames,\n  SMALL(\n   IF(\n    FixtureInclude=\"x\",\n    ROW(FixtureNames)-ROW(Fixtures!$B$36)\n   ),\n   COLUMNS($D56:CQ56)\n  )\n ),\"\")","v":""},{"$f":"IFERROR(\n INDEX(FixtureNames,\n  SMALL(\n   IF(\n    FixtureInclude=\"x\",\n    ROW(FixtureNames)-ROW(Fixtures!$B$36)\n   ),\n   COLUMNS($D56:CR56)\n  )\n ),\"\")","v":""},{"$f":"IFERROR(\n INDEX(FixtureNames,\n  SMALL(\n   IF(\n    FixtureInclude=\"x\",\n    ROW(FixtureNames)-ROW(Fixtures!$B$36)\n   ),\n   COLUMNS($D56:CS56)\n  )\n ),\"\")","v":""},{"$f":"IFERROR(\n INDEX(FixtureNames,\n  SMALL(\n   IF(\n    FixtureInclude=\"x\",\n    ROW(FixtureNames)-ROW(Fixtures!$B$36)\n   ),\n   COLUMNS($D56:CT56)\n  )\n ),\"\")","v":""},{"$f":"IFERROR(\n INDEX(FixtureNames,\n  SMALL(\n   IF(\n    FixtureInclude=\"x\",\n    ROW(FixtureNames)-ROW(Fixtures!$B$36)\n   ),\n   COLUMNS($D56:CU56)\n  )\n ),\"\")","v":""},{"$f":"IFERROR(\n INDEX(FixtureNames,\n  SMALL(\n   IF(\n    FixtureInclude=\"x\",\n    ROW(FixtureNames)-ROW(Fixtures!$B$36)\n   ),\n   COLUMNS($D56:CV56)\n  )\n ),\"\")","v":""},{"$f":"IFERROR(\n INDEX(FixtureNames,\n  SMALL(\n   IF(\n    FixtureInclude=\"x\",\n    ROW(FixtureNames)-ROW(Fixtures!$B$36)\n   ),\n   COLUMNS($D56:CW56)\n  )\n ),\"\")","v":""},{"$f":"IFERROR(\n INDEX(FixtureNames,\n  SMALL(\n   IF(\n    FixtureInclude=\"x\",\n    ROW(FixtureNames)-ROW(Fixtures!$B$36)\n   ),\n   COLUMNS($D56:CX56)\n  )\n ),\"\")","v":""},{"$f":"IFERROR(\n INDEX(FixtureNames,\n  SMALL(\n   IF(\n    FixtureInclude=\"x\",\n    ROW(FixtureNames)-ROW(Fixtures!$B$36)\n   ),\n   COLUMNS($D56:CY56)\n  )\n ),\"\")","v":""},{"$f":"IFERROR(\n INDEX(FixtureNames,\n  SMALL(\n   IF(\n    FixtureInclude=\"x\",\n    ROW(FixtureNames)-ROW(Fixtures!$B$36)\n   ),\n   COLUMNS($D56:CZ56)\n  )\n ),\"\")","v":""},{"$f":"IFERROR(\n INDEX(FixtureNames,\n  SMALL(\n   IF(\n    FixtureInclude=\"x\",\n    ROW(FixtureNames)-ROW(Fixtures!$B$36)\n   ),\n   COLUMNS($D56:DA56)\n  )\n ),\"\")","v":""},{"$f":"IFERROR(\n INDEX(FixtureNames,\n  SMALL(\n   IF(\n    FixtureInclude=\"x\",\n    ROW(FixtureNames)-ROW(Fixtures!$B$36)\n   ),\n   COLUMNS($D56:DB56)\n  )\n ),\"\")","v":""},{"$f":"IFERROR(\n INDEX(FixtureNames,\n  SMALL(\n   IF(\n    FixtureInclude=\"x\",\n    ROW(FixtureNames)-ROW(Fixtures!$B$36)\n   ),\n   COLUMNS($D56:DC56)\n  )\n ),\"\")","v":""},{"$f":"IFERROR(\n INDEX(FixtureNames,\n  SMALL(\n   IF(\n    FixtureInclude=\"x\",\n    ROW(FixtureNames)-ROW(Fixtures!$B$36)\n   ),\n   COLUMNS($D56:DD56)\n  )\n ),\"\")","v":""},{"$f":"IFERROR(\n INDEX(FixtureNames,\n  SMALL(\n   IF(\n    FixtureInclude=\"x\",\n    ROW(FixtureNames)-ROW(Fixtures!$B$36)\n   ),\n   COLUMNS($D56:DE56)\n  )\n ),\"\")","v":""},{"$f":"IFERROR(\n INDEX(FixtureNames,\n  SMALL(\n   IF(\n    FixtureInclude=\"x\",\n    ROW(FixtureNames)-ROW(Fixtures!$B$36)\n   ),\n   COLUMNS($D56:DF56)\n  )\n ),\"\")","v":""},{"$f":"IFERROR(\n INDEX(FixtureNames,\n  SMALL(\n   IF(\n    FixtureInclude=\"x\",\n    ROW(FixtureNames)-ROW(Fixtures!$B$36)\n   ),\n   COLUMNS($D56:DG56)\n  )\n ),\"\")","v":""},{"$f":"IFERROR(\n INDEX(FixtureNames,\n  SMALL(\n   IF(\n    FixtureInclude=\"x\",\n    ROW(FixtureNames)-ROW(Fixtures!$B$36)\n   ),\n   COLUMNS($D56:DH56)\n  )\n ),\"\")","v":""}]
[null,{"$f":"Fixtures!E17","v":"Manufacturer"},{"$f":"Fixtures!F17","v":0},{"$f":"IFERROR(\n INDEX(FixtureManuf,\n  SMALL(\n   IF(\n    FixtureInclude=\"x\",\n    ROW(FixtureManuf)-ROW(Fixtures!$B$36)\n   ),\n   COLUMNS($D57:D57)\n  )\n ),\"\")","v":""},{"$f":"IFERROR(\n INDEX(FixtureManuf,\n  SMALL(\n   IF(\n    FixtureInclude=\"x\",\n    ROW(FixtureManuf)-ROW(Fixtures!$B$36)\n   ),\n   COLUMNS($D57:E57)\n  )\n ),\"\")","v":""},{"$f":"IFERROR(\n INDEX(FixtureManuf,\n  SMALL(\n   IF(\n    FixtureInclude=\"x\",\n    ROW(FixtureManuf)-ROW(Fixtures!$B$36)\n   ),\n   COLUMNS($D57:F57)\n  )\n ),\"\")","v":""},{"$f":"IFERROR(\n INDEX(FixtureManuf,\n  SMALL(\n   IF(\n    FixtureInclude=\"x\",\n    ROW(FixtureManuf)-ROW(Fixtures!$B$36)\n   ),\n   COLUMNS($D57:G57)\n  )\n ),\"\")","v":""},{"$f":"IFERROR(\n INDEX(FixtureManuf,\n  SMALL(\n   IF(\n    FixtureInclude=\"x\",\n    ROW(FixtureManuf)-ROW(Fixtures!$B$36)\n   ),\n   COLUMNS($D57:H57)\n  )\n ),\"\")","v":""},{"$f":"IFERROR(\n INDEX(FixtureManuf,\n  SMALL(\n   IF(\n    FixtureInclude=\"x\",\n    ROW(FixtureManuf)-ROW(Fixtures!$B$36)\n   ),\n   COLUMNS($D57:I57)\n  )\n ),\"\")","v":""},{"$f":"IFERROR(\n INDEX(FixtureManuf,\n  SMALL(\n   IF(\n    FixtureInclude=\"x\",\n    ROW(FixtureManuf)-ROW(Fixtures!$B$36)\n   ),\n   COLUMNS($D57:J57)\n  )\n ),\"\")","v":""},{"$f":"IFERROR(\n INDEX(FixtureManuf,\n  SMALL(\n   IF(\n    FixtureInclude=\"x\",\n    ROW(FixtureManuf)-ROW(Fixtures!$B$36)\n   ),\n   COLUMNS($D57:K57)\n  )\n ),\"\")","v":""},{"$f":"IFERROR(\n INDEX(FixtureManuf,\n  SMALL(\n   IF(\n    FixtureInclude=\"x\",\n    ROW(FixtureManuf)-ROW(Fixtures!$B$36)\n   ),\n   COLUMNS($D57:L57)\n  )\n ),\"\")","v":""},{"$f":"IFERROR(\n INDEX(FixtureManuf,\n  SMALL(\n   IF(\n    FixtureInclude=\"x\",\n    ROW(FixtureManuf)-ROW(Fixtures!$B$36)\n   ),\n   COLUMNS($D57:M57)\n  )\n ),\"\")","v":""},{"$f":"IFERROR(\n INDEX(FixtureManuf,\n  SMALL(\n   IF(\n    FixtureInclude=\"x\",\n    ROW(FixtureManuf)-ROW(Fixtures!$B$36)\n   ),\n   COLUMNS($D57:N57)\n  )\n ),\"\")","v":""},{"$f":"IFERROR(\n INDEX(FixtureManuf,\n  SMALL(\n   IF(\n    FixtureInclude=\"x\",\n    ROW(FixtureManuf)-ROW(Fixtures!$B$36)\n   ),\n   COLUMNS($D57:O57)\n  )\n ),\"\")","v":""},{"$f":"IFERROR(\n INDEX(FixtureManuf,\n  SMALL(\n   IF(\n    FixtureInclude=\"x\",\n    ROW(FixtureManuf)-ROW(Fixtures!$B$36)\n   ),\n   COLUMNS($D57:P57)\n  )\n ),\"\")","v":""},{"$f":"IFERROR(\n INDEX(FixtureManuf,\n  SMALL(\n   IF(\n    FixtureInclude=\"x\",\n    ROW(FixtureManuf)-ROW(Fixtures!$B$36)\n   ),\n   COLUMNS($D57:Q57)\n  )\n ),\"\")","v":""},{"$f":"IFERROR(\n INDEX(FixtureManuf,\n  SMALL(\n   IF(\n    FixtureInclude=\"x\",\n    ROW(FixtureManuf)-ROW(Fixtures!$B$36)\n   ),\n   COLUMNS($D57:R57)\n  )\n ),\"\")","v":""},{"$f":"IFERROR(\n INDEX(FixtureManuf,\n  SMALL(\n   IF(\n    FixtureInclude=\"x\",\n    ROW(FixtureManuf)-ROW(Fixtures!$B$36)\n   ),\n   COLUMNS($D57:S57)\n  )\n ),\"\")","v":""},{"$f":"IFERROR(\n INDEX(FixtureManuf,\n  SMALL(\n   IF(\n    FixtureInclude=\"x\",\n    ROW(FixtureManuf)-ROW(Fixtures!$B$36)\n   ),\n   COLUMNS($D57:T57)\n  )\n ),\"\")","v":""},{"$f":"IFERROR(\n INDEX(FixtureManuf,\n  SMALL(\n   IF(\n    FixtureInclude=\"x\",\n    ROW(FixtureManuf)-ROW(Fixtures!$B$36)\n   ),\n   COLUMNS($D57:U57)\n  )\n ),\"\")","v":""},{"$f":"IFERROR(\n INDEX(FixtureManuf,\n  SMALL(\n   IF(\n    FixtureInclude=\"x\",\n    ROW(FixtureManuf)-ROW(Fixtures!$B$36)\n   ),\n   COLUMNS($D57:V57)\n  )\n ),\"\")","v":""},{"$f":"IFERROR(\n INDEX(FixtureManuf,\n  SMALL(\n   IF(\n    FixtureInclude=\"x\",\n    ROW(FixtureManuf)-ROW(Fixtures!$B$36)\n   ),\n   COLUMNS($D57:W57)\n  )\n ),\"\")","v":""},{"$f":"IFERROR(\n INDEX(FixtureManuf,\n  SMALL(\n   IF(\n    FixtureInclude=\"x\",\n    ROW(FixtureManuf)-ROW(Fixtures!$B$36)\n   ),\n   COLUMNS($D57:X57)\n  )\n ),\"\")","v":""},{"$f":"IFERROR(\n INDEX(FixtureManuf,\n  SMALL(\n   IF(\n    FixtureInclude=\"x\",\n    ROW(FixtureManuf)-ROW(Fixtures!$B$36)\n   ),\n   COLUMNS($D57:Y57)\n  )\n ),\"\")","v":""},{"$f":"IFERROR(\n INDEX(FixtureManuf,\n  SMALL(\n   IF(\n    FixtureInclude=\"x\",\n    ROW(FixtureManuf)-ROW(Fixtures!$B$36)\n   ),\n   COLUMNS($D57:Z57)\n  )\n ),\"\")","v":""},{"$f":"IFERROR(\n INDEX(FixtureManuf,\n  SMALL(\n   IF(\n    FixtureInclude=\"x\",\n    ROW(FixtureManuf)-ROW(Fixtures!$B$36)\n   ),\n   COLUMNS($D57:AA57)\n  )\n ),\"\")","v":""},{"$f":"IFERROR(\n INDEX(FixtureManuf,\n  SMALL(\n   IF(\n    FixtureInclude=\"x\",\n    ROW(FixtureManuf)-ROW(Fixtures!$B$36)\n   ),\n   COLUMNS($D57:AB57)\n  )\n ),\"\")","v":""},{"$f":"IFERROR(\n INDEX(FixtureManuf,\n  SMALL(\n   IF(\n    FixtureInclude=\"x\",\n    ROW(FixtureManuf)-ROW(Fixtures!$B$36)\n   ),\n   COLUMNS($D57:AC57)\n  )\n ),\"\")","v":""},{"$f":"IFERROR(\n INDEX(FixtureManuf,\n  SMALL(\n   IF(\n    FixtureInclude=\"x\",\n    ROW(FixtureManuf)-ROW(Fixtures!$B$36)\n   ),\n   COLUMNS($D57:AD57)\n  )\n ),\"\")","v":""},{"$f":"IFERROR(\n INDEX(FixtureManuf,\n  SMALL(\n   IF(\n    FixtureInclude=\"x\",\n    ROW(FixtureManuf)-ROW(Fixtures!$B$36)\n   ),\n   COLUMNS($D57:AE57)\n  )\n ),\"\")","v":""},{"$f":"IFERROR(\n INDEX(FixtureManuf,\n  SMALL(\n   IF(\n    FixtureInclude=\"x\",\n    ROW(FixtureManuf)-ROW(Fixtures!$B$36)\n   ),\n   COLUMNS($D57:AF57)\n  )\n ),\"\")","v":""},{"$f":"IFERROR(\n INDEX(FixtureManuf,\n  SMALL(\n   IF(\n    FixtureInclude=\"x\",\n    ROW(FixtureManuf)-ROW(Fixtures!$B$36)\n   ),\n   COLUMNS($D57:AG57)\n  )\n ),\"\")","v":""},{"$f":"IFERROR(\n INDEX(FixtureManuf,\n  SMALL(\n   IF(\n    FixtureInclude=\"x\",\n    ROW(FixtureManuf)-ROW(Fixtures!$B$36)\n   ),\n   COLUMNS($D57:AH57)\n  )\n ),\"\")","v":""},{"$f":"IFERROR(\n INDEX(FixtureManuf,\n  SMALL(\n   IF(\n    FixtureInclude=\"x\",\n    ROW(FixtureManuf)-ROW(Fixtures!$B$36)\n   ),\n   COLUMNS($D57:AI57)\n  )\n ),\"\")","v":""},{"$f":"IFERROR(\n INDEX(FixtureManuf,\n  SMALL(\n   IF(\n    FixtureInclude=\"x\",\n    ROW(FixtureManuf)-ROW(Fixtures!$B$36)\n   ),\n   COLUMNS($D57:AJ57)\n  )\n ),\"\")","v":""},{"$f":"IFERROR(\n INDEX(FixtureManuf,\n  SMALL(\n   IF(\n    FixtureInclude=\"x\",\n    ROW(FixtureManuf)-ROW(Fixtures!$B$36)\n   ),\n   COLUMNS($D57:AK57)\n  )\n ),\"\")","v":""},{"$f":"IFERROR(\n INDEX(FixtureManuf,\n  SMALL(\n   IF(\n    FixtureInclude=\"x\",\n    ROW(FixtureManuf)-ROW(Fixtures!$B$36)\n   ),\n   COLUMNS($D57:AL57)\n  )\n ),\"\")","v":""},{"$f":"IFERROR(\n INDEX(FixtureManuf,\n  SMALL(\n   IF(\n    FixtureInclude=\"x\",\n    ROW(FixtureManuf)-ROW(Fixtures!$B$36)\n   ),\n   COLUMNS($D57:AM57)\n  )\n ),\"\")","v":""},{"$f":"IFERROR(\n INDEX(FixtureManuf,\n  SMALL(\n   IF(\n    FixtureInclude=\"x\",\n    ROW(FixtureManuf)-ROW(Fixtures!$B$36)\n   ),\n   COLUMNS($D57:AN57)\n  )\n ),\"\")","v":""},{"$f":"IFERROR(\n INDEX(FixtureManuf,\n  SMALL(\n   IF(\n    FixtureInclude=\"x\",\n    ROW(FixtureManuf)-ROW(Fixtures!$B$36)\n   ),\n   COLUMNS($D57:AO57)\n  )\n ),\"\")","v":""},{"$f":"IFERROR(\n INDEX(FixtureManuf,\n  SMALL(\n   IF(\n    FixtureInclude=\"x\",\n    ROW(FixtureManuf)-ROW(Fixtures!$B$36)\n   ),\n   COLUMNS($D57:AP57)\n  )\n ),\"\")","v":""},{"$f":"IFERROR(\n INDEX(FixtureManuf,\n  SMALL(\n   IF(\n    FixtureInclude=\"x\",\n    ROW(FixtureManuf)-ROW(Fixtures!$B$36)\n   ),\n   COLUMNS($D57:AQ57)\n  )\n ),\"\")","v":""},{"$f":"IFERROR(\n INDEX(FixtureManuf,\n  SMALL(\n   IF(\n    FixtureInclude=\"x\",\n    ROW(FixtureManuf)-ROW(Fixtures!$B$36)\n   ),\n   COLUMNS($D57:AR57)\n  )\n ),\"\")","v":""},{"$f":"IFERROR(\n INDEX(FixtureManuf,\n  SMALL(\n   IF(\n    FixtureInclude=\"x\",\n    ROW(FixtureManuf)-ROW(Fixtures!$B$36)\n   ),\n   COLUMNS($D57:AS57)\n  )\n ),\"\")","v":""},{"$f":"IFERROR(\n INDEX(FixtureManuf,\n  SMALL(\n   IF(\n    FixtureInclude=\"x\",\n    ROW(FixtureManuf)-ROW(Fixtures!$B$36)\n   ),\n   COLUMNS($D57:AT57)\n  )\n ),\"\")","v":""},{"$f":"IFERROR(\n INDEX(FixtureManuf,\n  SMALL(\n   IF(\n    FixtureInclude=\"x\",\n    ROW(FixtureManuf)-ROW(Fixtures!$B$36)\n   ),\n   COLUMNS($D57:AU57)\n  )\n ),\"\")","v":""},{"$f":"IFERROR(\n INDEX(FixtureManuf,\n  SMALL(\n   IF(\n    FixtureInclude=\"x\",\n    ROW(FixtureManuf)-ROW(Fixtures!$B$36)\n   ),\n   COLUMNS($D57:AV57)\n  )\n ),\"\")","v":""},{"$f":"IFERROR(\n INDEX(FixtureManuf,\n  SMALL(\n   IF(\n    FixtureInclude=\"x\",\n    ROW(FixtureManuf)-ROW(Fixtures!$B$36)\n   ),\n   COLUMNS($D57:AW57)\n  )\n ),\"\")","v":""},{"$f":"IFERROR(\n INDEX(FixtureManuf,\n  SMALL(\n   IF(\n    FixtureInclude=\"x\",\n    ROW(FixtureManuf)-ROW(Fixtures!$B$36)\n   ),\n   COLUMNS($D57:AX57)\n  )\n ),\"\")","v":""},{"$f":"IFERROR(\n INDEX(FixtureManuf,\n  SMALL(\n   IF(\n    FixtureInclude=\"x\",\n    ROW(FixtureManuf)-ROW(Fixtures!$B$36)\n   ),\n   COLUMNS($D57:AY57)\n  )\n ),\"\")","v":""},{"$f":"IFERROR(\n INDEX(FixtureManuf,\n  SMALL(\n   IF(\n    FixtureInclude=\"x\",\n    ROW(FixtureManuf)-ROW(Fixtures!$B$36)\n   ),\n   COLUMNS($D57:AZ57)\n  )\n ),\"\")","v":""},{"$f":"IFERROR(\n INDEX(FixtureManuf,\n  SMALL(\n   IF(\n    FixtureInclude=\"x\",\n    ROW(FixtureManuf)-ROW(Fixtures!$B$36)\n   ),\n   COLUMNS($D57:BA57)\n  )\n ),\"\")","v":""},{"$f":"IFERROR(\n INDEX(FixtureManuf,\n  SMALL(\n   IF(\n    FixtureInclude=\"x\",\n    ROW(FixtureManuf)-ROW(Fixtures!$B$36)\n   ),\n   COLUMNS($D57:BB57)\n  )\n ),\"\")","v":""},{"$f":"IFERROR(\n INDEX(FixtureManuf,\n  SMALL(\n   IF(\n    FixtureInclude=\"x\",\n    ROW(FixtureManuf)-ROW(Fixtures!$B$36)\n   ),\n   COLUMNS($D57:BC57)\n  )\n ),\"\")","v":""},{"$f":"IFERROR(\n INDEX(FixtureManuf,\n  SMALL(\n   IF(\n    FixtureInclude=\"x\",\n    ROW(FixtureManuf)-ROW(Fixtures!$B$36)\n   ),\n   COLUMNS($D57:BD57)\n  )\n ),\"\")","v":""},{"$f":"IFERROR(\n INDEX(FixtureManuf,\n  SMALL(\n   IF(\n    FixtureInclude=\"x\",\n    ROW(FixtureManuf)-ROW(Fixtures!$B$36)\n   ),\n   COLUMNS($D57:BE57)\n  )\n ),\"\")","v":""},{"$f":"IFERROR(\n INDEX(FixtureManuf,\n  SMALL(\n   IF(\n    FixtureInclude=\"x\",\n    ROW(FixtureManuf)-ROW(Fixtures!$B$36)\n   ),\n   COLUMNS($D57:BF57)\n  )\n ),\"\")","v":""},{"$f":"IFERROR(\n INDEX(FixtureManuf,\n  SMALL(\n   IF(\n    FixtureInclude=\"x\",\n    ROW(FixtureManuf)-ROW(Fixtures!$B$36)\n   ),\n   COLUMNS($D57:BG57)\n  )\n ),\"\")","v":""},{"$f":"IFERROR(\n INDEX(FixtureManuf,\n  SMALL(\n   IF(\n    FixtureInclude=\"x\",\n    ROW(FixtureManuf)-ROW(Fixtures!$B$36)\n   ),\n   COLUMNS($D57:BH57)\n  )\n ),\"\")","v":""},{"$f":"IFERROR(\n INDEX(FixtureManuf,\n  SMALL(\n   IF(\n    FixtureInclude=\"x\",\n    ROW(FixtureManuf)-ROW(Fixtures!$B$36)\n   ),\n   COLUMNS($D57:BI57)\n  )\n ),\"\")","v":""},{"$f":"IFERROR(\n INDEX(FixtureManuf,\n  SMALL(\n   IF(\n    FixtureInclude=\"x\",\n    ROW(FixtureManuf)-ROW(Fixtures!$B$36)\n   ),\n   COLUMNS($D57:BJ57)\n  )\n ),\"\")","v":""},{"$f":"IFERROR(\n INDEX(FixtureManuf,\n  SMALL(\n   IF(\n    FixtureInclude=\"x\",\n    ROW(FixtureManuf)-ROW(Fixtures!$B$36)\n   ),\n   COLUMNS($D57:BK57)\n  )\n ),\"\")","v":""},{"$f":"IFERROR(\n INDEX(FixtureManuf,\n  SMALL(\n   IF(\n    FixtureInclude=\"x\",\n    ROW(FixtureManuf)-ROW(Fixtures!$B$36)\n   ),\n   COLUMNS($D57:BL57)\n  )\n ),\"\")","v":""},{"$f":"IFERROR(\n INDEX(FixtureManuf,\n  SMALL(\n   IF(\n    FixtureInclude=\"x\",\n    ROW(FixtureManuf)-ROW(Fixtures!$B$36)\n   ),\n   COLUMNS($D57:BM57)\n  )\n ),\"\")","v":""},{"$f":"IFERROR(\n INDEX(FixtureManuf,\n  SMALL(\n   IF(\n    FixtureInclude=\"x\",\n    ROW(FixtureManuf)-ROW(Fixtures!$B$36)\n   ),\n   COLUMNS($D57:BN57)\n  )\n ),\"\")","v":""},{"$f":"IFERROR(\n INDEX(FixtureManuf,\n  SMALL(\n   IF(\n    FixtureInclude=\"x\",\n    ROW(FixtureManuf)-ROW(Fixtures!$B$36)\n   ),\n   COLUMNS($D57:BO57)\n  )\n ),\"\")","v":""},{"$f":"IFERROR(\n INDEX(FixtureManuf,\n  SMALL(\n   IF(\n    FixtureInclude=\"x\",\n    ROW(FixtureManuf)-ROW(Fixtures!$B$36)\n   ),\n   COLUMNS($D57:BP57)\n  )\n ),\"\")","v":""},{"$f":"IFERROR(\n INDEX(FixtureManuf,\n  SMALL(\n   IF(\n    FixtureInclude=\"x\",\n    ROW(FixtureManuf)-ROW(Fixtures!$B$36)\n   ),\n   COLUMNS($D57:BQ57)\n  )\n ),\"\")","v":""},{"$f":"IFERROR(\n INDEX(FixtureManuf,\n  SMALL(\n   IF(\n    FixtureInclude=\"x\",\n    ROW(FixtureManuf)-ROW(Fixtures!$B$36)\n   ),\n   COLUMNS($D57:BR57)\n  )\n ),\"\")","v":""},{"$f":"IFERROR(\n INDEX(FixtureManuf,\n  SMALL(\n   IF(\n    FixtureInclude=\"x\",\n    ROW(FixtureManuf)-ROW(Fixtures!$B$36)\n   ),\n   COLUMNS($D57:BS57)\n  )\n ),\"\")","v":""},{"$f":"IFERROR(\n INDEX(FixtureManuf,\n  SMALL(\n   IF(\n    FixtureInclude=\"x\",\n    ROW(FixtureManuf)-ROW(Fixtures!$B$36)\n   ),\n   COLUMNS($D57:BT57)\n  )\n ),\"\")","v":""},{"$f":"IFERROR(\n INDEX(FixtureManuf,\n  SMALL(\n   IF(\n    FixtureInclude=\"x\",\n    ROW(FixtureManuf)-ROW(Fixtures!$B$36)\n   ),\n   COLUMNS($D57:BU57)\n  )\n ),\"\")","v":""},{"$f":"IFERROR(\n INDEX(FixtureManuf,\n  SMALL(\n   IF(\n    FixtureInclude=\"x\",\n    ROW(FixtureManuf)-ROW(Fixtures!$B$36)\n   ),\n   COLUMNS($D57:BV57)\n  )\n ),\"\")","v":""},{"$f":"IFERROR(\n INDEX(FixtureManuf,\n  SMALL(\n   IF(\n    FixtureInclude=\"x\",\n    ROW(FixtureManuf)-ROW(Fixtures!$B$36)\n   ),\n   COLUMNS($D57:BW57)\n  )\n ),\"\")","v":""},{"$f":"IFERROR(\n INDEX(FixtureManuf,\n  SMALL(\n   IF(\n    FixtureInclude=\"x\",\n    ROW(FixtureManuf)-ROW(Fixtures!$B$36)\n   ),\n   COLUMNS($D57:BX57)\n  )\n ),\"\")","v":""},{"$f":"IFERROR(\n INDEX(FixtureManuf,\n  SMALL(\n   IF(\n    FixtureInclude=\"x\",\n    ROW(FixtureManuf)-ROW(Fixtures!$B$36)\n   ),\n   COLUMNS($D57:BY57)\n  )\n ),\"\")","v":""},{"$f":"IFERROR(\n INDEX(FixtureManuf,\n  SMALL(\n   IF(\n    FixtureInclude=\"x\",\n    ROW(FixtureManuf)-ROW(Fixtures!$B$36)\n   ),\n   COLUMNS($D57:BZ57)\n  )\n ),\"\")","v":""},{"$f":"IFERROR(\n INDEX(FixtureManuf,\n  SMALL(\n   IF(\n    FixtureInclude=\"x\",\n    ROW(FixtureManuf)-ROW(Fixtures!$B$36)\n   ),\n   COLUMNS($D57:CA57)\n  )\n ),\"\")","v":""},{"$f":"IFERROR(\n INDEX(FixtureManuf,\n  SMALL(\n   IF(\n    FixtureInclude=\"x\",\n    ROW(FixtureManuf)-ROW(Fixtures!$B$36)\n   ),\n   COLUMNS($D57:CB57)\n  )\n ),\"\")","v":""},{"$f":"IFERROR(\n INDEX(FixtureManuf,\n  SMALL(\n   IF(\n    FixtureInclude=\"x\",\n    ROW(FixtureManuf)-ROW(Fixtures!$B$36)\n   ),\n   COLUMNS($D57:CC57)\n  )\n ),\"\")","v":""},{"$f":"IFERROR(\n INDEX(FixtureManuf,\n  SMALL(\n   IF(\n    FixtureInclude=\"x\",\n    ROW(FixtureManuf)-ROW(Fixtures!$B$36)\n   ),\n   COLUMNS($D57:CD57)\n  )\n ),\"\")","v":""},{"$f":"IFERROR(\n INDEX(FixtureManuf,\n  SMALL(\n   IF(\n    FixtureInclude=\"x\",\n    ROW(FixtureManuf)-ROW(Fixtures!$B$36)\n   ),\n   COLUMNS($D57:CE57)\n  )\n ),\"\")","v":""},{"$f":"IFERROR(\n INDEX(FixtureManuf,\n  SMALL(\n   IF(\n    FixtureInclude=\"x\",\n    ROW(FixtureManuf)-ROW(Fixtures!$B$36)\n   ),\n   COLUMNS($D57:CF57)\n  )\n ),\"\")","v":""},{"$f":"IFERROR(\n INDEX(FixtureManuf,\n  SMALL(\n   IF(\n    FixtureInclude=\"x\",\n    ROW(FixtureManuf)-ROW(Fixtures!$B$36)\n   ),\n   COLUMNS($D57:CG57)\n  )\n ),\"\")","v":""},{"$f":"IFERROR(\n INDEX(FixtureManuf,\n  SMALL(\n   IF(\n    FixtureInclude=\"x\",\n    ROW(FixtureManuf)-ROW(Fixtures!$B$36)\n   ),\n   COLUMNS($D57:CH57)\n  )\n ),\"\")","v":""},{"$f":"IFERROR(\n INDEX(FixtureManuf,\n  SMALL(\n   IF(\n    FixtureInclude=\"x\",\n    ROW(FixtureManuf)-ROW(Fixtures!$B$36)\n   ),\n   COLUMNS($D57:CI57)\n  )\n ),\"\")","v":""},{"$f":"IFERROR(\n INDEX(FixtureManuf,\n  SMALL(\n   IF(\n    FixtureInclude=\"x\",\n    ROW(FixtureManuf)-ROW(Fixtures!$B$36)\n   ),\n   COLUMNS($D57:CJ57)\n  )\n ),\"\")","v":""},{"$f":"IFERROR(\n INDEX(FixtureManuf,\n  SMALL(\n   IF(\n    FixtureInclude=\"x\",\n    ROW(FixtureManuf)-ROW(Fixtures!$B$36)\n   ),\n   COLUMNS($D57:CK57)\n  )\n ),\"\")","v":""},{"$f":"IFERROR(\n INDEX(FixtureManuf,\n  SMALL(\n   IF(\n    FixtureInclude=\"x\",\n    ROW(FixtureManuf)-ROW(Fixtures!$B$36)\n   ),\n   COLUMNS($D57:CL57)\n  )\n ),\"\")","v":""},{"$f":"IFERROR(\n INDEX(FixtureManuf,\n  SMALL(\n   IF(\n    FixtureInclude=\"x\",\n    ROW(FixtureManuf)-ROW(Fixtures!$B$36)\n   ),\n   COLUMNS($D57:CM57)\n  )\n ),\"\")","v":""},{"$f":"IFERROR(\n INDEX(FixtureManuf,\n  SMALL(\n   IF(\n    FixtureInclude=\"x\",\n    ROW(FixtureManuf)-ROW(Fixtures!$B$36)\n   ),\n   COLUMNS($D57:CN57)\n  )\n ),\"\")","v":""},{"$f":"IFERROR(\n INDEX(FixtureManuf,\n  SMALL(\n   IF(\n    FixtureInclude=\"x\",\n    ROW(FixtureManuf)-ROW(Fixtures!$B$36)\n   ),\n   COLUMNS($D57:CO57)\n  )\n ),\"\")","v":""},{"$f":"IFERROR(\n INDEX(FixtureManuf,\n  SMALL(\n   IF(\n    FixtureInclude=\"x\",\n    ROW(FixtureManuf)-ROW(Fixtures!$B$36)\n   ),\n   COLUMNS($D57:CP57)\n  )\n ),\"\")","v":""},{"$f":"IFERROR(\n INDEX(FixtureManuf,\n  SMALL(\n   IF(\n    FixtureInclude=\"x\",\n    ROW(FixtureManuf)-ROW(Fixtures!$B$36)\n   ),\n   COLUMNS($D57:CQ57)\n  )\n ),\"\")","v":""},{"$f":"IFERROR(\n INDEX(FixtureManuf,\n  SMALL(\n   IF(\n    FixtureInclude=\"x\",\n    ROW(FixtureManuf)-ROW(Fixtures!$B$36)\n   ),\n   COLUMNS($D57:CR57)\n  )\n ),\"\")","v":""},{"$f":"IFERROR(\n INDEX(FixtureManuf,\n  SMALL(\n   IF(\n    FixtureInclude=\"x\",\n    ROW(FixtureManuf)-ROW(Fixtures!$B$36)\n   ),\n   COLUMNS($D57:CS57)\n  )\n ),\"\")","v":""},{"$f":"IFERROR(\n INDEX(FixtureManuf,\n  SMALL(\n   IF(\n    FixtureInclude=\"x\",\n    ROW(FixtureManuf)-ROW(Fixtures!$B$36)\n   ),\n   COLUMNS($D57:CT57)\n  )\n ),\"\")","v":""},{"$f":"IFERROR(\n INDEX(FixtureManuf,\n  SMALL(\n   IF(\n    FixtureInclude=\"x\",\n    ROW(FixtureManuf)-ROW(Fixtures!$B$36)\n   ),\n   COLUMNS($D57:CU57)\n  )\n ),\"\")","v":""},{"$f":"IFERROR(\n INDEX(FixtureManuf,\n  SMALL(\n   IF(\n    FixtureInclude=\"x\",\n    ROW(FixtureManuf)-ROW(Fixtures!$B$36)\n   ),\n   COLUMNS($D57:CV57)\n  )\n ),\"\")","v":""},{"$f":"IFERROR(\n INDEX(FixtureManuf,\n  SMALL(\n   IF(\n    FixtureInclude=\"x\",\n    ROW(FixtureManuf)-ROW(Fixtures!$B$36)\n   ),\n   COLUMNS($D57:CW57)\n  )\n ),\"\")","v":""},{"$f":"IFERROR(\n INDEX(FixtureManuf,\n  SMALL(\n   IF(\n    FixtureInclude=\"x\",\n    ROW(FixtureManuf)-ROW(Fixtures!$B$36)\n   ),\n   COLUMNS($D57:CX57)\n  )\n ),\"\")","v":""},{"$f":"IFERROR(\n INDEX(FixtureManuf,\n  SMALL(\n   IF(\n    FixtureInclude=\"x\",\n    ROW(FixtureManuf)-ROW(Fixtures!$B$36)\n   ),\n   COLUMNS($D57:CY57)\n  )\n ),\"\")","v":""},{"$f":"IFERROR(\n INDEX(FixtureManuf,\n  SMALL(\n   IF(\n    FixtureInclude=\"x\",\n    ROW(FixtureManuf)-ROW(Fixtures!$B$36)\n   ),\n   COLUMNS($D57:CZ57)\n  )\n ),\"\")","v":""},{"$f":"IFERROR(\n INDEX(FixtureManuf,\n  SMALL(\n   IF(\n    FixtureInclude=\"x\",\n    ROW(FixtureManuf)-ROW(Fixtures!$B$36)\n   ),\n   COLUMNS($D57:DA57)\n  )\n ),\"\")","v":""},{"$f":"IFERROR(\n INDEX(FixtureManuf,\n  SMALL(\n   IF(\n    FixtureInclude=\"x\",\n    ROW(FixtureManuf)-ROW(Fixtures!$B$36)\n   ),\n   COLUMNS($D57:DB57)\n  )\n ),\"\")","v":""},{"$f":"IFERROR(\n INDEX(FixtureManuf,\n  SMALL(\n   IF(\n    FixtureInclude=\"x\",\n    ROW(FixtureManuf)-ROW(Fixtures!$B$36)\n   ),\n   COLUMNS($D57:DC57)\n  )\n ),\"\")","v":""},{"$f":"IFERROR(\n INDEX(FixtureManuf,\n  SMALL(\n   IF(\n    FixtureInclude=\"x\",\n    ROW(FixtureManuf)-ROW(Fixtures!$B$36)\n   ),\n   COLUMNS($D57:DD57)\n  )\n ),\"\")","v":""},{"$f":"IFERROR(\n INDEX(FixtureManuf,\n  SMALL(\n   IF(\n    FixtureInclude=\"x\",\n    ROW(FixtureManuf)-ROW(Fixtures!$B$36)\n   ),\n   COLUMNS($D57:DE57)\n  )\n ),\"\")","v":""},{"$f":"IFERROR(\n INDEX(FixtureManuf,\n  SMALL(\n   IF(\n    FixtureInclude=\"x\",\n    ROW(FixtureManuf)-ROW(Fixtures!$B$36)\n   ),\n   COLUMNS($D57:DF57)\n  )\n ),\"\")","v":""},{"$f":"IFERROR(\n INDEX(FixtureManuf,\n  SMALL(\n   IF(\n    FixtureInclude=\"x\",\n    ROW(FixtureManuf)-ROW(Fixtures!$B$36)\n   ),\n   COLUMNS($D57:DG57)\n  )\n ),\"\")","v":""},{"$f":"IFERROR(\n INDEX(FixtureManuf,\n  SMALL(\n   IF(\n    FixtureInclude=\"x\",\n    ROW(FixtureManuf)-ROW(Fixtures!$B$36)\n   ),\n   COLUMNS($D57:DH57)\n  )\n ),\"\")","v":""}]
[null,{"$f":"Fixtures!E18","v":"Type"},{"$f":"Fixtures!F18","v":"?"},{"$f":"IFERROR(\n INDEX(FixtureType,\n  SMALL(\n   IF(\n    FixtureInclude=\"x\",\n    ROW(FixtureType)-ROW(Fixtures!$B$36)\n   ),\n   COLUMNS($D58:D58)\n  )\n ),\"\")","v":""},{"$f":"IFERROR(\n INDEX(FixtureType,\n  SMALL(\n   IF(\n    FixtureInclude=\"x\",\n    ROW(FixtureType)-ROW(Fixtures!$B$36)\n   ),\n   COLUMNS($D58:E58)\n  )\n ),\"\")","v":""},{"$f":"IFERROR(\n INDEX(FixtureType,\n  SMALL(\n   IF(\n    FixtureInclude=\"x\",\n    ROW(FixtureType)-ROW(Fixtures!$B$36)\n   ),\n   COLUMNS($D58:F58)\n  )\n ),\"\")","v":""},{"$f":"IFERROR(\n INDEX(FixtureType,\n  SMALL(\n   IF(\n    FixtureInclude=\"x\",\n    ROW(FixtureType)-ROW(Fixtures!$B$36)\n   ),\n   COLUMNS($D58:G58)\n  )\n ),\"\")","v":""},{"$f":"IFERROR(\n INDEX(FixtureType,\n  SMALL(\n   IF(\n    FixtureInclude=\"x\",\n    ROW(FixtureType)-ROW(Fixtures!$B$36)\n   ),\n   COLUMNS($D58:H58)\n  )\n ),\"\")","v":""},{"$f":"IFERROR(\n INDEX(FixtureType,\n  SMALL(\n   IF(\n    FixtureInclude=\"x\",\n    ROW(FixtureType)-ROW(Fixtures!$B$36)\n   ),\n   COLUMNS($D58:I58)\n  )\n ),\"\")","v":""},{"$f":"IFERROR(\n INDEX(FixtureType,\n  SMALL(\n   IF(\n    FixtureInclude=\"x\",\n    ROW(FixtureType)-ROW(Fixtures!$B$36)\n   ),\n   COLUMNS($D58:J58)\n  )\n ),\"\")","v":""},{"$f":"IFERROR(\n INDEX(FixtureType,\n  SMALL(\n   IF(\n    FixtureInclude=\"x\",\n    ROW(FixtureType)-ROW(Fixtures!$B$36)\n   ),\n   COLUMNS($D58:K58)\n  )\n ),\"\")","v":""},{"$f":"IFERROR(\n INDEX(FixtureType,\n  SMALL(\n   IF(\n    FixtureInclude=\"x\",\n    ROW(FixtureType)-ROW(Fixtures!$B$36)\n   ),\n   COLUMNS($D58:L58)\n  )\n ),\"\")","v":""},{"$f":"IFERROR(\n INDEX(FixtureType,\n  SMALL(\n   IF(\n    FixtureInclude=\"x\",\n    ROW(FixtureType)-ROW(Fixtures!$B$36)\n   ),\n   COLUMNS($D58:M58)\n  )\n ),\"\")","v":""},{"$f":"IFERROR(\n INDEX(FixtureType,\n  SMALL(\n   IF(\n    FixtureInclude=\"x\",\n    ROW(FixtureType)-ROW(Fixtures!$B$36)\n   ),\n   COLUMNS($D58:N58)\n  )\n ),\"\")","v":""},{"$f":"IFERROR(\n INDEX(FixtureType,\n  SMALL(\n   IF(\n    FixtureInclude=\"x\",\n    ROW(FixtureType)-ROW(Fixtures!$B$36)\n   ),\n   COLUMNS($D58:O58)\n  )\n ),\"\")","v":""},{"$f":"IFERROR(\n INDEX(FixtureType,\n  SMALL(\n   IF(\n    FixtureInclude=\"x\",\n    ROW(FixtureType)-ROW(Fixtures!$B$36)\n   ),\n   COLUMNS($D58:P58)\n  )\n ),\"\")","v":""},{"$f":"IFERROR(\n INDEX(FixtureType,\n  SMALL(\n   IF(\n    FixtureInclude=\"x\",\n    ROW(FixtureType)-ROW(Fixtures!$B$36)\n   ),\n   COLUMNS($D58:Q58)\n  )\n ),\"\")","v":""},{"$f":"IFERROR(\n INDEX(FixtureType,\n  SMALL(\n   IF(\n    FixtureInclude=\"x\",\n    ROW(FixtureType)-ROW(Fixtures!$B$36)\n   ),\n   COLUMNS($D58:R58)\n  )\n ),\"\")","v":""},{"$f":"IFERROR(\n INDEX(FixtureType,\n  SMALL(\n   IF(\n    FixtureInclude=\"x\",\n    ROW(FixtureType)-ROW(Fixtures!$B$36)\n   ),\n   COLUMNS($D58:S58)\n  )\n ),\"\")","v":""},{"$f":"IFERROR(\n INDEX(FixtureType,\n  SMALL(\n   IF(\n    FixtureInclude=\"x\",\n    ROW(FixtureType)-ROW(Fixtures!$B$36)\n   ),\n   COLUMNS($D58:T58)\n  )\n ),\"\")","v":""},{"$f":"IFERROR(\n INDEX(FixtureType,\n  SMALL(\n   IF(\n    FixtureInclude=\"x\",\n    ROW(FixtureType)-ROW(Fixtures!$B$36)\n   ),\n   COLUMNS($D58:U58)\n  )\n ),\"\")","v":""},{"$f":"IFERROR(\n INDEX(FixtureType,\n  SMALL(\n   IF(\n    FixtureInclude=\"x\",\n    ROW(FixtureType)-ROW(Fixtures!$B$36)\n   ),\n   COLUMNS($D58:V58)\n  )\n ),\"\")","v":""},{"$f":"IFERROR(\n INDEX(FixtureType,\n  SMALL(\n   IF(\n    FixtureInclude=\"x\",\n    ROW(FixtureType)-ROW(Fixtures!$B$36)\n   ),\n   COLUMNS($D58:W58)\n  )\n ),\"\")","v":""},{"$f":"IFERROR(\n INDEX(FixtureType,\n  SMALL(\n   IF(\n    FixtureInclude=\"x\",\n    ROW(FixtureType)-ROW(Fixtures!$B$36)\n   ),\n   COLUMNS($D58:X58)\n  )\n ),\"\")","v":""},{"$f":"IFERROR(\n INDEX(FixtureType,\n  SMALL(\n   IF(\n    FixtureInclude=\"x\",\n    ROW(FixtureType)-ROW(Fixtures!$B$36)\n   ),\n   COLUMNS($D58:Y58)\n  )\n ),\"\")","v":""},{"$f":"IFERROR(\n INDEX(FixtureType,\n  SMALL(\n   IF(\n    FixtureInclude=\"x\",\n    ROW(FixtureType)-ROW(Fixtures!$B$36)\n   ),\n   COLUMNS($D58:Z58)\n  )\n ),\"\")","v":""},{"$f":"IFERROR(\n INDEX(FixtureType,\n  SMALL(\n   IF(\n    FixtureInclude=\"x\",\n    ROW(FixtureType)-ROW(Fixtures!$B$36)\n   ),\n   COLUMNS($D58:AA58)\n  )\n ),\"\")","v":""},{"$f":"IFERROR(\n INDEX(FixtureType,\n  SMALL(\n   IF(\n    FixtureInclude=\"x\",\n    ROW(FixtureType)-ROW(Fixtures!$B$36)\n   ),\n   COLUMNS($D58:AB58)\n  )\n ),\"\")","v":""},{"$f":"IFERROR(\n INDEX(FixtureType,\n  SMALL(\n   IF(\n    FixtureInclude=\"x\",\n    ROW(FixtureType)-ROW(Fixtures!$B$36)\n   ),\n   COLUMNS($D58:AC58)\n  )\n ),\"\")","v":""},{"$f":"IFERROR(\n INDEX(FixtureType,\n  SMALL(\n   IF(\n    FixtureInclude=\"x\",\n    ROW(FixtureType)-ROW(Fixtures!$B$36)\n   ),\n   COLUMNS($D58:AD58)\n  )\n ),\"\")","v":""},{"$f":"IFERROR(\n INDEX(FixtureType,\n  SMALL(\n   IF(\n    FixtureInclude=\"x\",\n    ROW(FixtureType)-ROW(Fixtures!$B$36)\n   ),\n   COLUMNS($D58:AE58)\n  )\n ),\"\")","v":""},{"$f":"IFERROR(\n INDEX(FixtureType,\n  SMALL(\n   IF(\n    FixtureInclude=\"x\",\n    ROW(FixtureType)-ROW(Fixtures!$B$36)\n   ),\n   COLUMNS($D58:AF58)\n  )\n ),\"\")","v":""},{"$f":"IFERROR(\n INDEX(FixtureType,\n  SMALL(\n   IF(\n    FixtureInclude=\"x\",\n    ROW(FixtureType)-ROW(Fixtures!$B$36)\n   ),\n   COLUMNS($D58:AG58)\n  )\n ),\"\")","v":""},{"$f":"IFERROR(\n INDEX(FixtureType,\n  SMALL(\n   IF(\n    FixtureInclude=\"x\",\n    ROW(FixtureType)-ROW(Fixtures!$B$36)\n   ),\n   COLUMNS($D58:AH58)\n  )\n ),\"\")","v":""},{"$f":"IFERROR(\n INDEX(FixtureType,\n  SMALL(\n   IF(\n    FixtureInclude=\"x\",\n    ROW(FixtureType)-ROW(Fixtures!$B$36)\n   ),\n   COLUMNS($D58:AI58)\n  )\n ),\"\")","v":""},{"$f":"IFERROR(\n INDEX(FixtureType,\n  SMALL(\n   IF(\n    FixtureInclude=\"x\",\n    ROW(FixtureType)-ROW(Fixtures!$B$36)\n   ),\n   COLUMNS($D58:AJ58)\n  )\n ),\"\")","v":""},{"$f":"IFERROR(\n INDEX(FixtureType,\n  SMALL(\n   IF(\n    FixtureInclude=\"x\",\n    ROW(FixtureType)-ROW(Fixtures!$B$36)\n   ),\n   COLUMNS($D58:AK58)\n  )\n ),\"\")","v":""},{"$f":"IFERROR(\n INDEX(FixtureType,\n  SMALL(\n   IF(\n    FixtureInclude=\"x\",\n    ROW(FixtureType)-ROW(Fixtures!$B$36)\n   ),\n   COLUMNS($D58:AL58)\n  )\n ),\"\")","v":""},{"$f":"IFERROR(\n INDEX(FixtureType,\n  SMALL(\n   IF(\n    FixtureInclude=\"x\",\n    ROW(FixtureType)-ROW(Fixtures!$B$36)\n   ),\n   COLUMNS($D58:AM58)\n  )\n ),\"\")","v":""},{"$f":"IFERROR(\n INDEX(FixtureType,\n  SMALL(\n   IF(\n    FixtureInclude=\"x\",\n    ROW(FixtureType)-ROW(Fixtures!$B$36)\n   ),\n   COLUMNS($D58:AN58)\n  )\n ),\"\")","v":""},{"$f":"IFERROR(\n INDEX(FixtureType,\n  SMALL(\n   IF(\n    FixtureInclude=\"x\",\n    ROW(FixtureType)-ROW(Fixtures!$B$36)\n   ),\n   COLUMNS($D58:AO58)\n  )\n ),\"\")","v":""},{"$f":"IFERROR(\n INDEX(FixtureType,\n  SMALL(\n   IF(\n    FixtureInclude=\"x\",\n    ROW(FixtureType)-ROW(Fixtures!$B$36)\n   ),\n   COLUMNS($D58:AP58)\n  )\n ),\"\")","v":""},{"$f":"IFERROR(\n INDEX(FixtureType,\n  SMALL(\n   IF(\n    FixtureInclude=\"x\",\n    ROW(FixtureType)-ROW(Fixtures!$B$36)\n   ),\n   COLUMNS($D58:AQ58)\n  )\n ),\"\")","v":""},{"$f":"IFERROR(\n INDEX(FixtureType,\n  SMALL(\n   IF(\n    FixtureInclude=\"x\",\n    ROW(FixtureType)-ROW(Fixtures!$B$36)\n   ),\n   COLUMNS($D58:AR58)\n  )\n ),\"\")","v":""},{"$f":"IFERROR(\n INDEX(FixtureType,\n  SMALL(\n   IF(\n    FixtureInclude=\"x\",\n    ROW(FixtureType)-ROW(Fixtures!$B$36)\n   ),\n   COLUMNS($D58:AS58)\n  )\n ),\"\")","v":""},{"$f":"IFERROR(\n INDEX(FixtureType,\n  SMALL(\n   IF(\n    FixtureInclude=\"x\",\n    ROW(FixtureType)-ROW(Fixtures!$B$36)\n   ),\n   COLUMNS($D58:AT58)\n  )\n ),\"\")","v":""},{"$f":"IFERROR(\n INDEX(FixtureType,\n  SMALL(\n   IF(\n    FixtureInclude=\"x\",\n    ROW(FixtureType)-ROW(Fixtures!$B$36)\n   ),\n   COLUMNS($D58:AU58)\n  )\n ),\"\")","v":""},{"$f":"IFERROR(\n INDEX(FixtureType,\n  SMALL(\n   IF(\n    FixtureInclude=\"x\",\n    ROW(FixtureType)-ROW(Fixtures!$B$36)\n   ),\n   COLUMNS($D58:AV58)\n  )\n ),\"\")","v":""},{"$f":"IFERROR(\n INDEX(FixtureType,\n  SMALL(\n   IF(\n    FixtureInclude=\"x\",\n    ROW(FixtureType)-ROW(Fixtures!$B$36)\n   ),\n   COLUMNS($D58:AW58)\n  )\n ),\"\")","v":""},{"$f":"IFERROR(\n INDEX(FixtureType,\n  SMALL(\n   IF(\n    FixtureInclude=\"x\",\n    ROW(FixtureType)-ROW(Fixtures!$B$36)\n   ),\n   COLUMNS($D58:AX58)\n  )\n ),\"\")","v":""},{"$f":"IFERROR(\n INDEX(FixtureType,\n  SMALL(\n   IF(\n    FixtureInclude=\"x\",\n    ROW(FixtureType)-ROW(Fixtures!$B$36)\n   ),\n   COLUMNS($D58:AY58)\n  )\n ),\"\")","v":""},{"$f":"IFERROR(\n INDEX(FixtureType,\n  SMALL(\n   IF(\n    FixtureInclude=\"x\",\n    ROW(FixtureType)-ROW(Fixtures!$B$36)\n   ),\n   COLUMNS($D58:AZ58)\n  )\n ),\"\")","v":""},{"$f":"IFERROR(\n INDEX(FixtureType,\n  SMALL(\n   IF(\n    FixtureInclude=\"x\",\n    ROW(FixtureType)-ROW(Fixtures!$B$36)\n   ),\n   COLUMNS($D58:BA58)\n  )\n ),\"\")","v":""},{"$f":"IFERROR(\n INDEX(FixtureType,\n  SMALL(\n   IF(\n    FixtureInclude=\"x\",\n    ROW(FixtureType)-ROW(Fixtures!$B$36)\n   ),\n   COLUMNS($D58:BB58)\n  )\n ),\"\")","v":""},{"$f":"IFERROR(\n INDEX(FixtureType,\n  SMALL(\n   IF(\n    FixtureInclude=\"x\",\n    ROW(FixtureType)-ROW(Fixtures!$B$36)\n   ),\n   COLUMNS($D58:BC58)\n  )\n ),\"\")","v":""},{"$f":"IFERROR(\n INDEX(FixtureType,\n  SMALL(\n   IF(\n    FixtureInclude=\"x\",\n    ROW(FixtureType)-ROW(Fixtures!$B$36)\n   ),\n   COLUMNS($D58:BD58)\n  )\n ),\"\")","v":""},{"$f":"IFERROR(\n INDEX(FixtureType,\n  SMALL(\n   IF(\n    FixtureInclude=\"x\",\n    ROW(FixtureType)-ROW(Fixtures!$B$36)\n   ),\n   COLUMNS($D58:BE58)\n  )\n ),\"\")","v":""},{"$f":"IFERROR(\n INDEX(FixtureType,\n  SMALL(\n   IF(\n    FixtureInclude=\"x\",\n    ROW(FixtureType)-ROW(Fixtures!$B$36)\n   ),\n   COLUMNS($D58:BF58)\n  )\n ),\"\")","v":""},{"$f":"IFERROR(\n INDEX(FixtureType,\n  SMALL(\n   IF(\n    FixtureInclude=\"x\",\n    ROW(FixtureType)-ROW(Fixtures!$B$36)\n   ),\n   COLUMNS($D58:BG58)\n  )\n ),\"\")","v":""},{"$f":"IFERROR(\n INDEX(FixtureType,\n  SMALL(\n   IF(\n    FixtureInclude=\"x\",\n    ROW(FixtureType)-ROW(Fixtures!$B$36)\n   ),\n   COLUMNS($D58:BH58)\n  )\n ),\"\")","v":""},{"$f":"IFERROR(\n INDEX(FixtureType,\n  SMALL(\n   IF(\n    FixtureInclude=\"x\",\n    ROW(FixtureType)-ROW(Fixtures!$B$36)\n   ),\n   COLUMNS($D58:BI58)\n  )\n ),\"\")","v":""},{"$f":"IFERROR(\n INDEX(FixtureType,\n  SMALL(\n   IF(\n    FixtureInclude=\"x\",\n    ROW(FixtureType)-ROW(Fixtures!$B$36)\n   ),\n   COLUMNS($D58:BJ58)\n  )\n ),\"\")","v":""},{"$f":"IFERROR(\n INDEX(FixtureType,\n  SMALL(\n   IF(\n    FixtureInclude=\"x\",\n    ROW(FixtureType)-ROW(Fixtures!$B$36)\n   ),\n   COLUMNS($D58:BK58)\n  )\n ),\"\")","v":""},{"$f":"IFERROR(\n INDEX(FixtureType,\n  SMALL(\n   IF(\n    FixtureInclude=\"x\",\n    ROW(FixtureType)-ROW(Fixtures!$B$36)\n   ),\n   COLUMNS($D58:BL58)\n  )\n ),\"\")","v":""},{"$f":"IFERROR(\n INDEX(FixtureType,\n  SMALL(\n   IF(\n    FixtureInclude=\"x\",\n    ROW(FixtureType)-ROW(Fixtures!$B$36)\n   ),\n   COLUMNS($D58:BM58)\n  )\n ),\"\")","v":""},{"$f":"IFERROR(\n INDEX(FixtureType,\n  SMALL(\n   IF(\n    FixtureInclude=\"x\",\n    ROW(FixtureType)-ROW(Fixtures!$B$36)\n   ),\n   COLUMNS($D58:BN58)\n  )\n ),\"\")","v":""},{"$f":"IFERROR(\n INDEX(FixtureType,\n  SMALL(\n   IF(\n    FixtureInclude=\"x\",\n    ROW(FixtureType)-ROW(Fixtures!$B$36)\n   ),\n   COLUMNS($D58:BO58)\n  )\n ),\"\")","v":""},{"$f":"IFERROR(\n INDEX(FixtureType,\n  SMALL(\n   IF(\n    FixtureInclude=\"x\",\n    ROW(FixtureType)-ROW(Fixtures!$B$36)\n   ),\n   COLUMNS($D58:BP58)\n  )\n ),\"\")","v":""},{"$f":"IFERROR(\n INDEX(FixtureType,\n  SMALL(\n   IF(\n    FixtureInclude=\"x\",\n    ROW(FixtureType)-ROW(Fixtures!$B$36)\n   ),\n   COLUMNS($D58:BQ58)\n  )\n ),\"\")","v":""},{"$f":"IFERROR(\n INDEX(FixtureType,\n  SMALL(\n   IF(\n    FixtureInclude=\"x\",\n    ROW(FixtureType)-ROW(Fixtures!$B$36)\n   ),\n   COLUMNS($D58:BR58)\n  )\n ),\"\")","v":""},{"$f":"IFERROR(\n INDEX(FixtureType,\n  SMALL(\n   IF(\n    FixtureInclude=\"x\",\n    ROW(FixtureType)-ROW(Fixtures!$B$36)\n   ),\n   COLUMNS($D58:BS58)\n  )\n ),\"\")","v":""},{"$f":"IFERROR(\n INDEX(FixtureType,\n  SMALL(\n   IF(\n    FixtureInclude=\"x\",\n    ROW(FixtureType)-ROW(Fixtures!$B$36)\n   ),\n   COLUMNS($D58:BT58)\n  )\n ),\"\")","v":""},{"$f":"IFERROR(\n INDEX(FixtureType,\n  SMALL(\n   IF(\n    FixtureInclude=\"x\",\n    ROW(FixtureType)-ROW(Fixtures!$B$36)\n   ),\n   COLUMNS($D58:BU58)\n  )\n ),\"\")","v":""},{"$f":"IFERROR(\n INDEX(FixtureType,\n  SMALL(\n   IF(\n    FixtureInclude=\"x\",\n    ROW(FixtureType)-ROW(Fixtures!$B$36)\n   ),\n   COLUMNS($D58:BV58)\n  )\n ),\"\")","v":""},{"$f":"IFERROR(\n INDEX(FixtureType,\n  SMALL(\n   IF(\n    FixtureInclude=\"x\",\n    ROW(FixtureType)-ROW(Fixtures!$B$36)\n   ),\n   COLUMNS($D58:BW58)\n  )\n ),\"\")","v":""},{"$f":"IFERROR(\n INDEX(FixtureType,\n  SMALL(\n   IF(\n    FixtureInclude=\"x\",\n    ROW(FixtureType)-ROW(Fixtures!$B$36)\n   ),\n   COLUMNS($D58:BX58)\n  )\n ),\"\")","v":""},{"$f":"IFERROR(\n INDEX(FixtureType,\n  SMALL(\n   IF(\n    FixtureInclude=\"x\",\n    ROW(FixtureType)-ROW(Fixtures!$B$36)\n   ),\n   COLUMNS($D58:BY58)\n  )\n ),\"\")","v":""},{"$f":"IFERROR(\n INDEX(FixtureType,\n  SMALL(\n   IF(\n    FixtureInclude=\"x\",\n    ROW(FixtureType)-ROW(Fixtures!$B$36)\n   ),\n   COLUMNS($D58:BZ58)\n  )\n ),\"\")","v":""},{"$f":"IFERROR(\n INDEX(FixtureType,\n  SMALL(\n   IF(\n    FixtureInclude=\"x\",\n    ROW(FixtureType)-ROW(Fixtures!$B$36)\n   ),\n   COLUMNS($D58:CA58)\n  )\n ),\"\")","v":""},{"$f":"IFERROR(\n INDEX(FixtureType,\n  SMALL(\n   IF(\n    FixtureInclude=\"x\",\n    ROW(FixtureType)-ROW(Fixtures!$B$36)\n   ),\n   COLUMNS($D58:CB58)\n  )\n ),\"\")","v":""},{"$f":"IFERROR(\n INDEX(FixtureType,\n  SMALL(\n   IF(\n    FixtureInclude=\"x\",\n    ROW(FixtureType)-ROW(Fixtures!$B$36)\n   ),\n   COLUMNS($D58:CC58)\n  )\n ),\"\")","v":""},{"$f":"IFERROR(\n INDEX(FixtureType,\n  SMALL(\n   IF(\n    FixtureInclude=\"x\",\n    ROW(FixtureType)-ROW(Fixtures!$B$36)\n   ),\n   COLUMNS($D58:CD58)\n  )\n ),\"\")","v":""},{"$f":"IFERROR(\n INDEX(FixtureType,\n  SMALL(\n   IF(\n    FixtureInclude=\"x\",\n    ROW(FixtureType)-ROW(Fixtures!$B$36)\n   ),\n   COLUMNS($D58:CE58)\n  )\n ),\"\")","v":""},{"$f":"IFERROR(\n INDEX(FixtureType,\n  SMALL(\n   IF(\n    FixtureInclude=\"x\",\n    ROW(FixtureType)-ROW(Fixtures!$B$36)\n   ),\n   COLUMNS($D58:CF58)\n  )\n ),\"\")","v":""},{"$f":"IFERROR(\n INDEX(FixtureType,\n  SMALL(\n   IF(\n    FixtureInclude=\"x\",\n    ROW(FixtureType)-ROW(Fixtures!$B$36)\n   ),\n   COLUMNS($D58:CG58)\n  )\n ),\"\")","v":""},{"$f":"IFERROR(\n INDEX(FixtureType,\n  SMALL(\n   IF(\n    FixtureInclude=\"x\",\n    ROW(FixtureType)-ROW(Fixtures!$B$36)\n   ),\n   COLUMNS($D58:CH58)\n  )\n ),\"\")","v":""},{"$f":"IFERROR(\n INDEX(FixtureType,\n  SMALL(\n   IF(\n    FixtureInclude=\"x\",\n    ROW(FixtureType)-ROW(Fixtures!$B$36)\n   ),\n   COLUMNS($D58:CI58)\n  )\n ),\"\")","v":""},{"$f":"IFERROR(\n INDEX(FixtureType,\n  SMALL(\n   IF(\n    FixtureInclude=\"x\",\n    ROW(FixtureType)-ROW(Fixtures!$B$36)\n   ),\n   COLUMNS($D58:CJ58)\n  )\n ),\"\")","v":""},{"$f":"IFERROR(\n INDEX(FixtureType,\n  SMALL(\n   IF(\n    FixtureInclude=\"x\",\n    ROW(FixtureType)-ROW(Fixtures!$B$36)\n   ),\n   COLUMNS($D58:CK58)\n  )\n ),\"\")","v":""},{"$f":"IFERROR(\n INDEX(FixtureType,\n  SMALL(\n   IF(\n    FixtureInclude=\"x\",\n    ROW(FixtureType)-ROW(Fixtures!$B$36)\n   ),\n   COLUMNS($D58:CL58)\n  )\n ),\"\")","v":""},{"$f":"IFERROR(\n INDEX(FixtureType,\n  SMALL(\n   IF(\n    FixtureInclude=\"x\",\n    ROW(FixtureType)-ROW(Fixtures!$B$36)\n   ),\n   COLUMNS($D58:CM58)\n  )\n ),\"\")","v":""},{"$f":"IFERROR(\n INDEX(FixtureType,\n  SMALL(\n   IF(\n    FixtureInclude=\"x\",\n    ROW(FixtureType)-ROW(Fixtures!$B$36)\n   ),\n   COLUMNS($D58:CN58)\n  )\n ),\"\")","v":""},{"$f":"IFERROR(\n INDEX(FixtureType,\n  SMALL(\n   IF(\n    FixtureInclude=\"x\",\n    ROW(FixtureType)-ROW(Fixtures!$B$36)\n   ),\n   COLUMNS($D58:CO58)\n  )\n ),\"\")","v":""},{"$f":"IFERROR(\n INDEX(FixtureType,\n  SMALL(\n   IF(\n    FixtureInclude=\"x\",\n    ROW(FixtureType)-ROW(Fixtures!$B$36)\n   ),\n   COLUMNS($D58:CP58)\n  )\n ),\"\")","v":""},{"$f":"IFERROR(\n INDEX(FixtureType,\n  SMALL(\n   IF(\n    FixtureInclude=\"x\",\n    ROW(FixtureType)-ROW(Fixtures!$B$36)\n   ),\n   COLUMNS($D58:CQ58)\n  )\n ),\"\")","v":""},{"$f":"IFERROR(\n INDEX(FixtureType,\n  SMALL(\n   IF(\n    FixtureInclude=\"x\",\n    ROW(FixtureType)-ROW(Fixtures!$B$36)\n   ),\n   COLUMNS($D58:CR58)\n  )\n ),\"\")","v":""},{"$f":"IFERROR(\n INDEX(FixtureType,\n  SMALL(\n   IF(\n    FixtureInclude=\"x\",\n    ROW(FixtureType)-ROW(Fixtures!$B$36)\n   ),\n   COLUMNS($D58:CS58)\n  )\n ),\"\")","v":""},{"$f":"IFERROR(\n INDEX(FixtureType,\n  SMALL(\n   IF(\n    FixtureInclude=\"x\",\n    ROW(FixtureType)-ROW(Fixtures!$B$36)\n   ),\n   COLUMNS($D58:CT58)\n  )\n ),\"\")","v":""},{"$f":"IFERROR(\n INDEX(FixtureType,\n  SMALL(\n   IF(\n    FixtureInclude=\"x\",\n    ROW(FixtureType)-ROW(Fixtures!$B$36)\n   ),\n   COLUMNS($D58:CU58)\n  )\n ),\"\")","v":""},{"$f":"IFERROR(\n INDEX(FixtureType,\n  SMALL(\n   IF(\n    FixtureInclude=\"x\",\n    ROW(FixtureType)-ROW(Fixtures!$B$36)\n   ),\n   COLUMNS($D58:CV58)\n  )\n ),\"\")","v":""},{"$f":"IFERROR(\n INDEX(FixtureType,\n  SMALL(\n   IF(\n    FixtureInclude=\"x\",\n    ROW(FixtureType)-ROW(Fixtures!$B$36)\n   ),\n   COLUMNS($D58:CW58)\n  )\n ),\"\")","v":""},{"$f":"IFERROR(\n INDEX(FixtureType,\n  SMALL(\n   IF(\n    FixtureInclude=\"x\",\n    ROW(FixtureType)-ROW(Fixtures!$B$36)\n   ),\n   COLUMNS($D58:CX58)\n  )\n ),\"\")","v":""},{"$f":"IFERROR(\n INDEX(FixtureType,\n  SMALL(\n   IF(\n    FixtureInclude=\"x\",\n    ROW(FixtureType)-ROW(Fixtures!$B$36)\n   ),\n   COLUMNS($D58:CY58)\n  )\n ),\"\")","v":""},{"$f":"IFERROR(\n INDEX(FixtureType,\n  SMALL(\n   IF(\n    FixtureInclude=\"x\",\n    ROW(FixtureType)-ROW(Fixtures!$B$36)\n   ),\n   COLUMNS($D58:CZ58)\n  )\n ),\"\")","v":""},{"$f":"IFERROR(\n INDEX(FixtureType,\n  SMALL(\n   IF(\n    FixtureInclude=\"x\",\n    ROW(FixtureType)-ROW(Fixtures!$B$36)\n   ),\n   COLUMNS($D58:DA58)\n  )\n ),\"\")","v":""},{"$f":"IFERROR(\n INDEX(FixtureType,\n  SMALL(\n   IF(\n    FixtureInclude=\"x\",\n    ROW(FixtureType)-ROW(Fixtures!$B$36)\n   ),\n   COLUMNS($D58:DB58)\n  )\n ),\"\")","v":""},{"$f":"IFERROR(\n INDEX(FixtureType,\n  SMALL(\n   IF(\n    FixtureInclude=\"x\",\n    ROW(FixtureType)-ROW(Fixtures!$B$36)\n   ),\n   COLUMNS($D58:DC58)\n  )\n ),\"\")","v":""},{"$f":"IFERROR(\n INDEX(FixtureType,\n  SMALL(\n   IF(\n    FixtureInclude=\"x\",\n    ROW(FixtureType)-ROW(Fixtures!$B$36)\n   ),\n   COLUMNS($D58:DD58)\n  )\n ),\"\")","v":""},{"$f":"IFERROR(\n INDEX(FixtureType,\n  SMALL(\n   IF(\n    FixtureInclude=\"x\",\n    ROW(FixtureType)-ROW(Fixtures!$B$36)\n   ),\n   COLUMNS($D58:DE58)\n  )\n ),\"\")","v":""},{"$f":"IFERROR(\n INDEX(FixtureType,\n  SMALL(\n   IF(\n    FixtureInclude=\"x\",\n    ROW(FixtureType)-ROW(Fixtures!$B$36)\n   ),\n   COLUMNS($D58:DF58)\n  )\n ),\"\")","v":""},{"$f":"IFERROR(\n INDEX(FixtureType,\n  SMALL(\n   IF(\n    FixtureInclude=\"x\",\n    ROW(FixtureType)-ROW(Fixtures!$B$36)\n   ),\n   COLUMNS($D58:DG58)\n  )\n ),\"\")","v":""},{"$f":"IFERROR(\n INDEX(FixtureType,\n  SMALL(\n   IF(\n    FixtureInclude=\"x\",\n    ROW(FixtureType)-ROW(Fixtures!$B$36)\n   ),\n   COLUMNS($D58:DH58)\n  )\n ),\"\")","v":""}]
[null,{"$f":"Fixtures!E19","v":"Model #"},{"$f":"Fixtures!F19","v":0},{"$f":"IFERROR(\n INDEX(FixtureModel,\n  SMALL(\n   IF(\n    FixtureInclude=\"x\",\n    ROW(FixtureModel)-ROW(Fixtures!$B$36)\n   ),\n   COLUMNS($D59:D59)\n  )\n ),\"\")","v":""},{"$f":"IFERROR(\n INDEX(FixtureModel,\n  SMALL(\n   IF(\n    FixtureInclude=\"x\",\n    ROW(FixtureModel)-ROW(Fixtures!$B$36)\n   ),\n   COLUMNS($D59:E59)\n  )\n ),\"\")","v":""},{"$f":"IFERROR(\n INDEX(FixtureModel,\n  SMALL(\n   IF(\n    FixtureInclude=\"x\",\n    ROW(FixtureModel)-ROW(Fixtures!$B$36)\n   ),\n   COLUMNS($D59:F59)\n  )\n ),\"\")","v":""},{"$f":"IFERROR(\n INDEX(FixtureModel,\n  SMALL(\n   IF(\n    FixtureInclude=\"x\",\n    ROW(FixtureModel)-ROW(Fixtures!$B$36)\n   ),\n   COLUMNS($D59:G59)\n  )\n ),\"\")","v":""},{"$f":"IFERROR(\n INDEX(FixtureModel,\n  SMALL(\n   IF(\n    FixtureInclude=\"x\",\n    ROW(FixtureModel)-ROW(Fixtures!$B$36)\n   ),\n   COLUMNS($D59:H59)\n  )\n ),\"\")","v":""},{"$f":"IFERROR(\n INDEX(FixtureModel,\n  SMALL(\n   IF(\n    FixtureInclude=\"x\",\n    ROW(FixtureModel)-ROW(Fixtures!$B$36)\n   ),\n   COLUMNS($D59:I59)\n  )\n ),\"\")","v":""},{"$f":"IFERROR(\n INDEX(FixtureModel,\n  SMALL(\n   IF(\n    FixtureInclude=\"x\",\n    ROW(FixtureModel)-ROW(Fixtures!$B$36)\n   ),\n   COLUMNS($D59:J59)\n  )\n ),\"\")","v":""},{"$f":"IFERROR(\n INDEX(FixtureModel,\n  SMALL(\n   IF(\n    FixtureInclude=\"x\",\n    ROW(FixtureModel)-ROW(Fixtures!$B$36)\n   ),\n   COLUMNS($D59:K59)\n  )\n ),\"\")","v":""},{"$f":"IFERROR(\n INDEX(FixtureModel,\n  SMALL(\n   IF(\n    FixtureInclude=\"x\",\n    ROW(FixtureModel)-ROW(Fixtures!$B$36)\n   ),\n   COLUMNS($D59:L59)\n  )\n ),\"\")","v":""},{"$f":"IFERROR(\n INDEX(FixtureModel,\n  SMALL(\n   IF(\n    FixtureInclude=\"x\",\n    ROW(FixtureModel)-ROW(Fixtures!$B$36)\n   ),\n   COLUMNS($D59:M59)\n  )\n ),\"\")","v":""},{"$f":"IFERROR(\n INDEX(FixtureModel,\n  SMALL(\n   IF(\n    FixtureInclude=\"x\",\n    ROW(FixtureModel)-ROW(Fixtures!$B$36)\n   ),\n   COLUMNS($D59:N59)\n  )\n ),\"\")","v":""},{"$f":"IFERROR(\n INDEX(FixtureModel,\n  SMALL(\n   IF(\n    FixtureInclude=\"x\",\n    ROW(FixtureModel)-ROW(Fixtures!$B$36)\n   ),\n   COLUMNS($D59:O59)\n  )\n ),\"\")","v":""},{"$f":"IFERROR(\n INDEX(FixtureModel,\n  SMALL(\n   IF(\n    FixtureInclude=\"x\",\n    ROW(FixtureModel)-ROW(Fixtures!$B$36)\n   ),\n   COLUMNS($D59:P59)\n  )\n ),\"\")","v":""},{"$f":"IFERROR(\n INDEX(FixtureModel,\n  SMALL(\n   IF(\n    FixtureInclude=\"x\",\n    ROW(FixtureModel)-ROW(Fixtures!$B$36)\n   ),\n   COLUMNS($D59:Q59)\n  )\n ),\"\")","v":""},{"$f":"IFERROR(\n INDEX(FixtureModel,\n  SMALL(\n   IF(\n    FixtureInclude=\"x\",\n    ROW(FixtureModel)-ROW(Fixtures!$B$36)\n   ),\n   COLUMNS($D59:R59)\n  )\n ),\"\")","v":""},{"$f":"IFERROR(\n INDEX(FixtureModel,\n  SMALL(\n   IF(\n    FixtureInclude=\"x\",\n    ROW(FixtureModel)-ROW(Fixtures!$B$36)\n   ),\n   COLUMNS($D59:S59)\n  )\n ),\"\")","v":""},{"$f":"IFERROR(\n INDEX(FixtureModel,\n  SMALL(\n   IF(\n    FixtureInclude=\"x\",\n    ROW(FixtureModel)-ROW(Fixtures!$B$36)\n   ),\n   COLUMNS($D59:T59)\n  )\n ),\"\")","v":""},{"$f":"IFERROR(\n INDEX(FixtureModel,\n  SMALL(\n   IF(\n    FixtureInclude=\"x\",\n    ROW(FixtureModel)-ROW(Fixtures!$B$36)\n   ),\n   COLUMNS($D59:U59)\n  )\n ),\"\")","v":""},{"$f":"IFERROR(\n INDEX(FixtureModel,\n  SMALL(\n   IF(\n    FixtureInclude=\"x\",\n    ROW(FixtureModel)-ROW(Fixtures!$B$36)\n   ),\n   COLUMNS($D59:V59)\n  )\n ),\"\")","v":""},{"$f":"IFERROR(\n INDEX(FixtureModel,\n  SMALL(\n   IF(\n    FixtureInclude=\"x\",\n    ROW(FixtureModel)-ROW(Fixtures!$B$36)\n   ),\n   COLUMNS($D59:W59)\n  )\n ),\"\")","v":""},{"$f":"IFERROR(\n INDEX(FixtureModel,\n  SMALL(\n   IF(\n    FixtureInclude=\"x\",\n    ROW(FixtureModel)-ROW(Fixtures!$B$36)\n   ),\n   COLUMNS($D59:X59)\n  )\n ),\"\")","v":""},{"$f":"IFERROR(\n INDEX(FixtureModel,\n  SMALL(\n   IF(\n    FixtureInclude=\"x\",\n    ROW(FixtureModel)-ROW(Fixtures!$B$36)\n   ),\n   COLUMNS($D59:Y59)\n  )\n ),\"\")","v":""},{"$f":"IFERROR(\n INDEX(FixtureModel,\n  SMALL(\n   IF(\n    FixtureInclude=\"x\",\n    ROW(FixtureModel)-ROW(Fixtures!$B$36)\n   ),\n   COLUMNS($D59:Z59)\n  )\n ),\"\")","v":""},{"$f":"IFERROR(\n INDEX(FixtureModel,\n  SMALL(\n   IF(\n    FixtureInclude=\"x\",\n    ROW(FixtureModel)-ROW(Fixtures!$B$36)\n   ),\n   COLUMNS($D59:AA59)\n  )\n ),\"\")","v":""},{"$f":"IFERROR(\n INDEX(FixtureModel,\n  SMALL(\n   IF(\n    FixtureInclude=\"x\",\n    ROW(FixtureModel)-ROW(Fixtures!$B$36)\n   ),\n   COLUMNS($D59:AB59)\n  )\n ),\"\")","v":""},{"$f":"IFERROR(\n INDEX(FixtureModel,\n  SMALL(\n   IF(\n    FixtureInclude=\"x\",\n    ROW(FixtureModel)-ROW(Fixtures!$B$36)\n   ),\n   COLUMNS($D59:AC59)\n  )\n ),\"\")","v":""},{"$f":"IFERROR(\n INDEX(FixtureModel,\n  SMALL(\n   IF(\n    FixtureInclude=\"x\",\n    ROW(FixtureModel)-ROW(Fixtures!$B$36)\n   ),\n   COLUMNS($D59:AD59)\n  )\n ),\"\")","v":""},{"$f":"IFERROR(\n INDEX(FixtureModel,\n  SMALL(\n   IF(\n    FixtureInclude=\"x\",\n    ROW(FixtureModel)-ROW(Fixtures!$B$36)\n   ),\n   COLUMNS($D59:AE59)\n  )\n ),\"\")","v":""},{"$f":"IFERROR(\n INDEX(FixtureModel,\n  SMALL(\n   IF(\n    FixtureInclude=\"x\",\n    ROW(FixtureModel)-ROW(Fixtures!$B$36)\n   ),\n   COLUMNS($D59:AF59)\n  )\n ),\"\")","v":""},{"$f":"IFERROR(\n INDEX(FixtureModel,\n  SMALL(\n   IF(\n    FixtureInclude=\"x\",\n    ROW(FixtureModel)-ROW(Fixtures!$B$36)\n   ),\n   COLUMNS($D59:AG59)\n  )\n ),\"\")","v":""},{"$f":"IFERROR(\n INDEX(FixtureModel,\n  SMALL(\n   IF(\n    FixtureInclude=\"x\",\n    ROW(FixtureModel)-ROW(Fixtures!$B$36)\n   ),\n   COLUMNS($D59:AH59)\n  )\n ),\"\")","v":""},{"$f":"IFERROR(\n INDEX(FixtureModel,\n  SMALL(\n   IF(\n    FixtureInclude=\"x\",\n    ROW(FixtureModel)-ROW(Fixtures!$B$36)\n   ),\n   COLUMNS($D59:AI59)\n  )\n ),\"\")","v":""},{"$f":"IFERROR(\n INDEX(FixtureModel,\n  SMALL(\n   IF(\n    FixtureInclude=\"x\",\n    ROW(FixtureModel)-ROW(Fixtures!$B$36)\n   ),\n   COLUMNS($D59:AJ59)\n  )\n ),\"\")","v":""},{"$f":"IFERROR(\n INDEX(FixtureModel,\n  SMALL(\n   IF(\n    FixtureInclude=\"x\",\n    ROW(FixtureModel)-ROW(Fixtures!$B$36)\n   ),\n   COLUMNS($D59:AK59)\n  )\n ),\"\")","v":""},{"$f":"IFERROR(\n INDEX(FixtureModel,\n  SMALL(\n   IF(\n    FixtureInclude=\"x\",\n    ROW(FixtureModel)-ROW(Fixtures!$B$36)\n   ),\n   COLUMNS($D59:AL59)\n  )\n ),\"\")","v":""},{"$f":"IFERROR(\n INDEX(FixtureModel,\n  SMALL(\n   IF(\n    FixtureInclude=\"x\",\n    ROW(FixtureModel)-ROW(Fixtures!$B$36)\n   ),\n   COLUMNS($D59:AM59)\n  )\n ),\"\")","v":""},{"$f":"IFERROR(\n INDEX(FixtureModel,\n  SMALL(\n   IF(\n    FixtureInclude=\"x\",\n    ROW(FixtureModel)-ROW(Fixtures!$B$36)\n   ),\n   COLUMNS($D59:AN59)\n  )\n ),\"\")","v":""},{"$f":"IFERROR(\n INDEX(FixtureModel,\n  SMALL(\n   IF(\n    FixtureInclude=\"x\",\n    ROW(FixtureModel)-ROW(Fixtures!$B$36)\n   ),\n   COLUMNS($D59:AO59)\n  )\n ),\"\")","v":""},{"$f":"IFERROR(\n INDEX(FixtureModel,\n  SMALL(\n   IF(\n    FixtureInclude=\"x\",\n    ROW(FixtureModel)-ROW(Fixtures!$B$36)\n   ),\n   COLUMNS($D59:AP59)\n  )\n ),\"\")","v":""},{"$f":"IFERROR(\n INDEX(FixtureModel,\n  SMALL(\n   IF(\n    FixtureInclude=\"x\",\n    ROW(FixtureModel)-ROW(Fixtures!$B$36)\n   ),\n   COLUMNS($D59:AQ59)\n  )\n ),\"\")","v":""},{"$f":"IFERROR(\n INDEX(FixtureModel,\n  SMALL(\n   IF(\n    FixtureInclude=\"x\",\n    ROW(FixtureModel)-ROW(Fixtures!$B$36)\n   ),\n   COLUMNS($D59:AR59)\n  )\n ),\"\")","v":""},{"$f":"IFERROR(\n INDEX(FixtureModel,\n  SMALL(\n   IF(\n    FixtureInclude=\"x\",\n    ROW(FixtureModel)-ROW(Fixtures!$B$36)\n   ),\n   COLUMNS($D59:AS59)\n  )\n ),\"\")","v":""},{"$f":"IFERROR(\n INDEX(FixtureModel,\n  SMALL(\n   IF(\n    FixtureInclude=\"x\",\n    ROW(FixtureModel)-ROW(Fixtures!$B$36)\n   ),\n   COLUMNS($D59:AT59)\n  )\n ),\"\")","v":""},{"$f":"IFERROR(\n INDEX(FixtureModel,\n  SMALL(\n   IF(\n    FixtureInclude=\"x\",\n    ROW(FixtureModel)-ROW(Fixtures!$B$36)\n   ),\n   COLUMNS($D59:AU59)\n  )\n ),\"\")","v":""},{"$f":"IFERROR(\n INDEX(FixtureModel,\n  SMALL(\n   IF(\n    FixtureInclude=\"x\",\n    ROW(FixtureModel)-ROW(Fixtures!$B$36)\n   ),\n   COLUMNS($D59:AV59)\n  )\n ),\"\")","v":""},{"$f":"IFERROR(\n INDEX(FixtureModel,\n  SMALL(\n   IF(\n    FixtureInclude=\"x\",\n    ROW(FixtureModel)-ROW(Fixtures!$B$36)\n   ),\n   COLUMNS($D59:AW59)\n  )\n ),\"\")","v":""},{"$f":"IFERROR(\n INDEX(FixtureModel,\n  SMALL(\n   IF(\n    FixtureInclude=\"x\",\n    ROW(FixtureModel)-ROW(Fixtures!$B$36)\n   ),\n   COLUMNS($D59:AX59)\n  )\n ),\"\")","v":""},{"$f":"IFERROR(\n INDEX(FixtureModel,\n  SMALL(\n   IF(\n    FixtureInclude=\"x\",\n    ROW(FixtureModel)-ROW(Fixtures!$B$36)\n   ),\n   COLUMNS($D59:AY59)\n  )\n ),\"\")","v":""},{"$f":"IFERROR(\n INDEX(FixtureModel,\n  SMALL(\n   IF(\n    FixtureInclude=\"x\",\n    ROW(FixtureModel)-ROW(Fixtures!$B$36)\n   ),\n   COLUMNS($D59:AZ59)\n  )\n ),\"\")","v":""},{"$f":"IFERROR(\n INDEX(FixtureModel,\n  SMALL(\n   IF(\n    FixtureInclude=\"x\",\n    ROW(FixtureModel)-ROW(Fixtures!$B$36)\n   ),\n   COLUMNS($D59:BA59)\n  )\n ),\"\")","v":""},{"$f":"IFERROR(\n INDEX(FixtureModel,\n  SMALL(\n   IF(\n    FixtureInclude=\"x\",\n    ROW(FixtureModel)-ROW(Fixtures!$B$36)\n   ),\n   COLUMNS($D59:BB59)\n  )\n ),\"\")","v":""},{"$f":"IFERROR(\n INDEX(FixtureModel,\n  SMALL(\n   IF(\n    FixtureInclude=\"x\",\n    ROW(FixtureModel)-ROW(Fixtures!$B$36)\n   ),\n   COLUMNS($D59:BC59)\n  )\n ),\"\")","v":""},{"$f":"IFERROR(\n INDEX(FixtureModel,\n  SMALL(\n   IF(\n    FixtureInclude=\"x\",\n    ROW(FixtureModel)-ROW(Fixtures!$B$36)\n   ),\n   COLUMNS($D59:BD59)\n  )\n ),\"\")","v":""},{"$f":"IFERROR(\n INDEX(FixtureModel,\n  SMALL(\n   IF(\n    FixtureInclude=\"x\",\n    ROW(FixtureModel)-ROW(Fixtures!$B$36)\n   ),\n   COLUMNS($D59:BE59)\n  )\n ),\"\")","v":""},{"$f":"IFERROR(\n INDEX(FixtureModel,\n  SMALL(\n   IF(\n    FixtureInclude=\"x\",\n    ROW(FixtureModel)-ROW(Fixtures!$B$36)\n   ),\n   COLUMNS($D59:BF59)\n  )\n ),\"\")","v":""},{"$f":"IFERROR(\n INDEX(FixtureModel,\n  SMALL(\n   IF(\n    FixtureInclude=\"x\",\n    ROW(FixtureModel)-ROW(Fixtures!$B$36)\n   ),\n   COLUMNS($D59:BG59)\n  )\n ),\"\")","v":""},{"$f":"IFERROR(\n INDEX(FixtureModel,\n  SMALL(\n   IF(\n    FixtureInclude=\"x\",\n    ROW(FixtureModel)-ROW(Fixtures!$B$36)\n   ),\n   COLUMNS($D59:BH59)\n  )\n ),\"\")","v":""},{"$f":"IFERROR(\n INDEX(FixtureModel,\n  SMALL(\n   IF(\n    FixtureInclude=\"x\",\n    ROW(FixtureModel)-ROW(Fixtures!$B$36)\n   ),\n   COLUMNS($D59:BI59)\n  )\n ),\"\")","v":""},{"$f":"IFERROR(\n INDEX(FixtureModel,\n  SMALL(\n   IF(\n    FixtureInclude=\"x\",\n    ROW(FixtureModel)-ROW(Fixtures!$B$36)\n   ),\n   COLUMNS($D59:BJ59)\n  )\n ),\"\")","v":""},{"$f":"IFERROR(\n INDEX(FixtureModel,\n  SMALL(\n   IF(\n    FixtureInclude=\"x\",\n    ROW(FixtureModel)-ROW(Fixtures!$B$36)\n   ),\n   COLUMNS($D59:BK59)\n  )\n ),\"\")","v":""},{"$f":"IFERROR(\n INDEX(FixtureModel,\n  SMALL(\n   IF(\n    FixtureInclude=\"x\",\n    ROW(FixtureModel)-ROW(Fixtures!$B$36)\n   ),\n   COLUMNS($D59:BL59)\n  )\n ),\"\")","v":""},{"$f":"IFERROR(\n INDEX(FixtureModel,\n  SMALL(\n   IF(\n    FixtureInclude=\"x\",\n    ROW(FixtureModel)-ROW(Fixtures!$B$36)\n   ),\n   COLUMNS($D59:BM59)\n  )\n ),\"\")","v":""},{"$f":"IFERROR(\n INDEX(FixtureModel,\n  SMALL(\n   IF(\n    FixtureInclude=\"x\",\n    ROW(FixtureModel)-ROW(Fixtures!$B$36)\n   ),\n   COLUMNS($D59:BN59)\n  )\n ),\"\")","v":""},{"$f":"IFERROR(\n INDEX(FixtureModel,\n  SMALL(\n   IF(\n    FixtureInclude=\"x\",\n    ROW(FixtureModel)-ROW(Fixtures!$B$36)\n   ),\n   COLUMNS($D59:BO59)\n  )\n ),\"\")","v":""},{"$f":"IFERROR(\n INDEX(FixtureModel,\n  SMALL(\n   IF(\n    FixtureInclude=\"x\",\n    ROW(FixtureModel)-ROW(Fixtures!$B$36)\n   ),\n   COLUMNS($D59:BP59)\n  )\n ),\"\")","v":""},{"$f":"IFERROR(\n INDEX(FixtureModel,\n  SMALL(\n   IF(\n    FixtureInclude=\"x\",\n    ROW(FixtureModel)-ROW(Fixtures!$B$36)\n   ),\n   COLUMNS($D59:BQ59)\n  )\n ),\"\")","v":""},{"$f":"IFERROR(\n INDEX(FixtureModel,\n  SMALL(\n   IF(\n    FixtureInclude=\"x\",\n    ROW(FixtureModel)-ROW(Fixtures!$B$36)\n   ),\n   COLUMNS($D59:BR59)\n  )\n ),\"\")","v":""},{"$f":"IFERROR(\n INDEX(FixtureModel,\n  SMALL(\n   IF(\n    FixtureInclude=\"x\",\n    ROW(FixtureModel)-ROW(Fixtures!$B$36)\n   ),\n   COLUMNS($D59:BS59)\n  )\n ),\"\")","v":""},{"$f":"IFERROR(\n INDEX(FixtureModel,\n  SMALL(\n   IF(\n    FixtureInclude=\"x\",\n    ROW(FixtureModel)-ROW(Fixtures!$B$36)\n   ),\n   COLUMNS($D59:BT59)\n  )\n ),\"\")","v":""},{"$f":"IFERROR(\n INDEX(FixtureModel,\n  SMALL(\n   IF(\n    FixtureInclude=\"x\",\n    ROW(FixtureModel)-ROW(Fixtures!$B$36)\n   ),\n   COLUMNS($D59:BU59)\n  )\n ),\"\")","v":""},{"$f":"IFERROR(\n INDEX(FixtureModel,\n  SMALL(\n   IF(\n    FixtureInclude=\"x\",\n    ROW(FixtureModel)-ROW(Fixtures!$B$36)\n   ),\n   COLUMNS($D59:BV59)\n  )\n ),\"\")","v":""},{"$f":"IFERROR(\n INDEX(FixtureModel,\n  SMALL(\n   IF(\n    FixtureInclude=\"x\",\n    ROW(FixtureModel)-ROW(Fixtures!$B$36)\n   ),\n   COLUMNS($D59:BW59)\n  )\n ),\"\")","v":""},{"$f":"IFERROR(\n INDEX(FixtureModel,\n  SMALL(\n   IF(\n    FixtureInclude=\"x\",\n    ROW(FixtureModel)-ROW(Fixtures!$B$36)\n   ),\n   COLUMNS($D59:BX59)\n  )\n ),\"\")","v":""},{"$f":"IFERROR(\n INDEX(FixtureModel,\n  SMALL(\n   IF(\n    FixtureInclude=\"x\",\n    ROW(FixtureModel)-ROW(Fixtures!$B$36)\n   ),\n   COLUMNS($D59:BY59)\n  )\n ),\"\")","v":""},{"$f":"IFERROR(\n INDEX(FixtureModel,\n  SMALL(\n   IF(\n    FixtureInclude=\"x\",\n    ROW(FixtureModel)-ROW(Fixtures!$B$36)\n   ),\n   COLUMNS($D59:BZ59)\n  )\n ),\"\")","v":""},{"$f":"IFERROR(\n INDEX(FixtureModel,\n  SMALL(\n   IF(\n    FixtureInclude=\"x\",\n    ROW(FixtureModel)-ROW(Fixtures!$B$36)\n   ),\n   COLUMNS($D59:CA59)\n  )\n ),\"\")","v":""},{"$f":"IFERROR(\n INDEX(FixtureModel,\n  SMALL(\n   IF(\n    FixtureInclude=\"x\",\n    ROW(FixtureModel)-ROW(Fixtures!$B$36)\n   ),\n   COLUMNS($D59:CB59)\n  )\n ),\"\")","v":""},{"$f":"IFERROR(\n INDEX(FixtureModel,\n  SMALL(\n   IF(\n    FixtureInclude=\"x\",\n    ROW(FixtureModel)-ROW(Fixtures!$B$36)\n   ),\n   COLUMNS($D59:CC59)\n  )\n ),\"\")","v":""},{"$f":"IFERROR(\n INDEX(FixtureModel,\n  SMALL(\n   IF(\n    FixtureInclude=\"x\",\n    ROW(FixtureModel)-ROW(Fixtures!$B$36)\n   ),\n   COLUMNS($D59:CD59)\n  )\n ),\"\")","v":""},{"$f":"IFERROR(\n INDEX(FixtureModel,\n  SMALL(\n   IF(\n    FixtureInclude=\"x\",\n    ROW(FixtureModel)-ROW(Fixtures!$B$36)\n   ),\n   COLUMNS($D59:CE59)\n  )\n ),\"\")","v":""},{"$f":"IFERROR(\n INDEX(FixtureModel,\n  SMALL(\n   IF(\n    FixtureInclude=\"x\",\n    ROW(FixtureModel)-ROW(Fixtures!$B$36)\n   ),\n   COLUMNS($D59:CF59)\n  )\n ),\"\")","v":""},{"$f":"IFERROR(\n INDEX(FixtureModel,\n  SMALL(\n   IF(\n    FixtureInclude=\"x\",\n    ROW(FixtureModel)-ROW(Fixtures!$B$36)\n   ),\n   COLUMNS($D59:CG59)\n  )\n ),\"\")","v":""},{"$f":"IFERROR(\n INDEX(FixtureModel,\n  SMALL(\n   IF(\n    FixtureInclude=\"x\",\n    ROW(FixtureModel)-ROW(Fixtures!$B$36)\n   ),\n   COLUMNS($D59:CH59)\n  )\n ),\"\")","v":""},{"$f":"IFERROR(\n INDEX(FixtureModel,\n  SMALL(\n   IF(\n    FixtureInclude=\"x\",\n    ROW(FixtureModel)-ROW(Fixtures!$B$36)\n   ),\n   COLUMNS($D59:CI59)\n  )\n ),\"\")","v":""},{"$f":"IFERROR(\n INDEX(FixtureModel,\n  SMALL(\n   IF(\n    FixtureInclude=\"x\",\n    ROW(FixtureModel)-ROW(Fixtures!$B$36)\n   ),\n   COLUMNS($D59:CJ59)\n  )\n ),\"\")","v":""},{"$f":"IFERROR(\n INDEX(FixtureModel,\n  SMALL(\n   IF(\n    FixtureInclude=\"x\",\n    ROW(FixtureModel)-ROW(Fixtures!$B$36)\n   ),\n   COLUMNS($D59:CK59)\n  )\n ),\"\")","v":""},{"$f":"IFERROR(\n INDEX(FixtureModel,\n  SMALL(\n   IF(\n    FixtureInclude=\"x\",\n    ROW(FixtureModel)-ROW(Fixtures!$B$36)\n   ),\n   COLUMNS($D59:CL59)\n  )\n ),\"\")","v":""},{"$f":"IFERROR(\n INDEX(FixtureModel,\n  SMALL(\n   IF(\n    FixtureInclude=\"x\",\n    ROW(FixtureModel)-ROW(Fixtures!$B$36)\n   ),\n   COLUMNS($D59:CM59)\n  )\n ),\"\")","v":""},{"$f":"IFERROR(\n INDEX(FixtureModel,\n  SMALL(\n   IF(\n    FixtureInclude=\"x\",\n    ROW(FixtureModel)-ROW(Fixtures!$B$36)\n   ),\n   COLUMNS($D59:CN59)\n  )\n ),\"\")","v":""},{"$f":"IFERROR(\n INDEX(FixtureModel,\n  SMALL(\n   IF(\n    FixtureInclude=\"x\",\n    ROW(FixtureModel)-ROW(Fixtures!$B$36)\n   ),\n   COLUMNS($D59:CO59)\n  )\n ),\"\")","v":""},{"$f":"IFERROR(\n INDEX(FixtureModel,\n  SMALL(\n   IF(\n    FixtureInclude=\"x\",\n    ROW(FixtureModel)-ROW(Fixtures!$B$36)\n   ),\n   COLUMNS($D59:CP59)\n  )\n ),\"\")","v":""},{"$f":"IFERROR(\n INDEX(FixtureModel,\n  SMALL(\n   IF(\n    FixtureInclude=\"x\",\n    ROW(FixtureModel)-ROW(Fixtures!$B$36)\n   ),\n   COLUMNS($D59:CQ59)\n  )\n ),\"\")","v":""},{"$f":"IFERROR(\n INDEX(FixtureModel,\n  SMALL(\n   IF(\n    FixtureInclude=\"x\",\n    ROW(FixtureModel)-ROW(Fixtures!$B$36)\n   ),\n   COLUMNS($D59:CR59)\n  )\n ),\"\")","v":""},{"$f":"IFERROR(\n INDEX(FixtureModel,\n  SMALL(\n   IF(\n    FixtureInclude=\"x\",\n    ROW(FixtureModel)-ROW(Fixtures!$B$36)\n   ),\n   COLUMNS($D59:CS59)\n  )\n ),\"\")","v":""},{"$f":"IFERROR(\n INDEX(FixtureModel,\n  SMALL(\n   IF(\n    FixtureInclude=\"x\",\n    ROW(FixtureModel)-ROW(Fixtures!$B$36)\n   ),\n   COLUMNS($D59:CT59)\n  )\n ),\"\")","v":""},{"$f":"IFERROR(\n INDEX(FixtureModel,\n  SMALL(\n   IF(\n    FixtureInclude=\"x\",\n    ROW(FixtureModel)-ROW(Fixtures!$B$36)\n   ),\n   COLUMNS($D59:CU59)\n  )\n ),\"\")","v":""},{"$f":"IFERROR(\n INDEX(FixtureModel,\n  SMALL(\n   IF(\n    FixtureInclude=\"x\",\n    ROW(FixtureModel)-ROW(Fixtures!$B$36)\n   ),\n   COLUMNS($D59:CV59)\n  )\n ),\"\")","v":""},{"$f":"IFERROR(\n INDEX(FixtureModel,\n  SMALL(\n   IF(\n    FixtureInclude=\"x\",\n    ROW(FixtureModel)-ROW(Fixtures!$B$36)\n   ),\n   COLUMNS($D59:CW59)\n  )\n ),\"\")","v":""},{"$f":"IFERROR(\n INDEX(FixtureModel,\n  SMALL(\n   IF(\n    FixtureInclude=\"x\",\n    ROW(FixtureModel)-ROW(Fixtures!$B$36)\n   ),\n   COLUMNS($D59:CX59)\n  )\n ),\"\")","v":""},{"$f":"IFERROR(\n INDEX(FixtureModel,\n  SMALL(\n   IF(\n    FixtureInclude=\"x\",\n    ROW(FixtureModel)-ROW(Fixtures!$B$36)\n   ),\n   COLUMNS($D59:CY59)\n  )\n ),\"\")","v":""},{"$f":"IFERROR(\n INDEX(FixtureModel,\n  SMALL(\n   IF(\n    FixtureInclude=\"x\",\n    ROW(FixtureModel)-ROW(Fixtures!$B$36)\n   ),\n   COLUMNS($D59:CZ59)\n  )\n ),\"\")","v":""},{"$f":"IFERROR(\n INDEX(FixtureModel,\n  SMALL(\n   IF(\n    FixtureInclude=\"x\",\n    ROW(FixtureModel)-ROW(Fixtures!$B$36)\n   ),\n   COLUMNS($D59:DA59)\n  )\n ),\"\")","v":""},{"$f":"IFERROR(\n INDEX(FixtureModel,\n  SMALL(\n   IF(\n    FixtureInclude=\"x\",\n    ROW(FixtureModel)-ROW(Fixtures!$B$36)\n   ),\n   COLUMNS($D59:DB59)\n  )\n ),\"\")","v":""},{"$f":"IFERROR(\n INDEX(FixtureModel,\n  SMALL(\n   IF(\n    FixtureInclude=\"x\",\n    ROW(FixtureModel)-ROW(Fixtures!$B$36)\n   ),\n   COLUMNS($D59:DC59)\n  )\n ),\"\")","v":""},{"$f":"IFERROR(\n INDEX(FixtureModel,\n  SMALL(\n   IF(\n    FixtureInclude=\"x\",\n    ROW(FixtureModel)-ROW(Fixtures!$B$36)\n   ),\n   COLUMNS($D59:DD59)\n  )\n ),\"\")","v":""},{"$f":"IFERROR(\n INDEX(FixtureModel,\n  SMALL(\n   IF(\n    FixtureInclude=\"x\",\n    ROW(FixtureModel)-ROW(Fixtures!$B$36)\n   ),\n   COLUMNS($D59:DE59)\n  )\n ),\"\")","v":""},{"$f":"IFERROR(\n INDEX(FixtureModel,\n  SMALL(\n   IF(\n    FixtureInclude=\"x\",\n    ROW(FixtureModel)-ROW(Fixtures!$B$36)\n   ),\n   COLUMNS($D59:DF59)\n  )\n ),\"\")","v":""},{"$f":"IFERROR(\n INDEX(FixtureModel,\n  SMALL(\n   IF(\n    FixtureInclude=\"x\",\n    ROW(FixtureModel)-ROW(Fixtures!$B$36)\n   ),\n   COLUMNS($D59:DG59)\n  )\n ),\"\")","v":""},{"$f":"IFERROR(\n INDEX(FixtureModel,\n  SMALL(\n   IF(\n    FixtureInclude=\"x\",\n    ROW(FixtureModel)-ROW(Fixtures!$B$36)\n   ),\n   COLUMNS($D59:DH59)\n  )\n ),\"\")","v":""}]
[null,{"$f":"Fixtures!E20","v":"Distribution Type"},{"$f":"Fixtures!F20","v":0},{"$f":"IFERROR(\n INDEX(FixtureDist,\n  SMALL(\n   IF(\n    FixtureInclude=\"x\",\n    ROW(FixtureDist)-ROW(Fixtures!$B$36)\n   ),\n   COLUMNS($D60:D60)\n  )\n ),\"\")","v":""},{"$f":"IFERROR(\n INDEX(FixtureDist,\n  SMALL(\n   IF(\n    FixtureInclude=\"x\",\n    ROW(FixtureDist)-ROW(Fixtures!$B$36)\n   ),\n   COLUMNS($D60:E60)\n  )\n ),\"\")","v":""},{"$f":"IFERROR(\n INDEX(FixtureDist,\n  SMALL(\n   IF(\n    FixtureInclude=\"x\",\n    ROW(FixtureDist)-ROW(Fixtures!$B$36)\n   ),\n   COLUMNS($D60:F60)\n  )\n ),\"\")","v":""},{"$f":"IFERROR(\n INDEX(FixtureDist,\n  SMALL(\n   IF(\n    FixtureInclude=\"x\",\n    ROW(FixtureDist)-ROW(Fixtures!$B$36)\n   ),\n   COLUMNS($D60:G60)\n  )\n ),\"\")","v":""},{"$f":"IFERROR(\n INDEX(FixtureDist,\n  SMALL(\n   IF(\n    FixtureInclude=\"x\",\n    ROW(FixtureDist)-ROW(Fixtures!$B$36)\n   ),\n   COLUMNS($D60:H60)\n  )\n ),\"\")","v":""},{"$f":"IFERROR(\n INDEX(FixtureDist,\n  SMALL(\n   IF(\n    FixtureInclude=\"x\",\n    ROW(FixtureDist)-ROW(Fixtures!$B$36)\n   ),\n   COLUMNS($D60:I60)\n  )\n ),\"\")","v":""},{"$f":"IFERROR(\n INDEX(FixtureDist,\n  SMALL(\n   IF(\n    FixtureInclude=\"x\",\n    ROW(FixtureDist)-ROW(Fixtures!$B$36)\n   ),\n   COLUMNS($D60:J60)\n  )\n ),\"\")","v":""},{"$f":"IFERROR(\n INDEX(FixtureDist,\n  SMALL(\n   IF(\n    FixtureInclude=\"x\",\n    ROW(FixtureDist)-ROW(Fixtures!$B$36)\n   ),\n   COLUMNS($D60:K60)\n  )\n ),\"\")","v":""},{"$f":"IFERROR(\n INDEX(FixtureDist,\n  SMALL(\n   IF(\n    FixtureInclude=\"x\",\n    ROW(FixtureDist)-ROW(Fixtures!$B$36)\n   ),\n   COLUMNS($D60:L60)\n  )\n ),\"\")","v":""},{"$f":"IFERROR(\n INDEX(FixtureDist,\n  SMALL(\n   IF(\n    FixtureInclude=\"x\",\n    ROW(FixtureDist)-ROW(Fixtures!$B$36)\n   ),\n   COLUMNS($D60:M60)\n  )\n ),\"\")","v":""},{"$f":"IFERROR(\n INDEX(FixtureDist,\n  SMALL(\n   IF(\n    FixtureInclude=\"x\",\n    ROW(FixtureDist)-ROW(Fixtures!$B$36)\n   ),\n   COLUMNS($D60:N60)\n  )\n ),\"\")","v":""},{"$f":"IFERROR(\n INDEX(FixtureDist,\n  SMALL(\n   IF(\n    FixtureInclude=\"x\",\n    ROW(FixtureDist)-ROW(Fixtures!$B$36)\n   ),\n   COLUMNS($D60:O60)\n  )\n ),\"\")","v":""},{"$f":"IFERROR(\n INDEX(FixtureDist,\n  SMALL(\n   IF(\n    FixtureInclude=\"x\",\n    ROW(FixtureDist)-ROW(Fixtures!$B$36)\n   ),\n   COLUMNS($D60:P60)\n  )\n ),\"\")","v":""},{"$f":"IFERROR(\n INDEX(FixtureDist,\n  SMALL(\n   IF(\n    FixtureInclude=\"x\",\n    ROW(FixtureDist)-ROW(Fixtures!$B$36)\n   ),\n   COLUMNS($D60:Q60)\n  )\n ),\"\")","v":""},{"$f":"IFERROR(\n INDEX(FixtureDist,\n  SMALL(\n   IF(\n    FixtureInclude=\"x\",\n    ROW(FixtureDist)-ROW(Fixtures!$B$36)\n   ),\n   COLUMNS($D60:R60)\n  )\n ),\"\")","v":""},{"$f":"IFERROR(\n INDEX(FixtureDist,\n  SMALL(\n   IF(\n    FixtureInclude=\"x\",\n    ROW(FixtureDist)-ROW(Fixtures!$B$36)\n   ),\n   COLUMNS($D60:S60)\n  )\n ),\"\")","v":""},{"$f":"IFERROR(\n INDEX(FixtureDist,\n  SMALL(\n   IF(\n    FixtureInclude=\"x\",\n    ROW(FixtureDist)-ROW(Fixtures!$B$36)\n   ),\n   COLUMNS($D60:T60)\n  )\n ),\"\")","v":""},{"$f":"IFERROR(\n INDEX(FixtureDist,\n  SMALL(\n   IF(\n    FixtureInclude=\"x\",\n    ROW(FixtureDist)-ROW(Fixtures!$B$36)\n   ),\n   COLUMNS($D60:U60)\n  )\n ),\"\")","v":""},{"$f":"IFERROR(\n INDEX(FixtureDist,\n  SMALL(\n   IF(\n    FixtureInclude=\"x\",\n    ROW(FixtureDist)-ROW(Fixtures!$B$36)\n   ),\n   COLUMNS($D60:V60)\n  )\n ),\"\")","v":""},{"$f":"IFERROR(\n INDEX(FixtureDist,\n  SMALL(\n   IF(\n    FixtureInclude=\"x\",\n    ROW(FixtureDist)-ROW(Fixtures!$B$36)\n   ),\n   COLUMNS($D60:W60)\n  )\n ),\"\")","v":""},{"$f":"IFERROR(\n INDEX(FixtureDist,\n  SMALL(\n   IF(\n    FixtureInclude=\"x\",\n    ROW(FixtureDist)-ROW(Fixtures!$B$36)\n   ),\n   COLUMNS($D60:X60)\n  )\n ),\"\")","v":""},{"$f":"IFERROR(\n INDEX(FixtureDist,\n  SMALL(\n   IF(\n    FixtureInclude=\"x\",\n    ROW(FixtureDist)-ROW(Fixtures!$B$36)\n   ),\n   COLUMNS($D60:Y60)\n  )\n ),\"\")","v":""},{"$f":"IFERROR(\n INDEX(FixtureDist,\n  SMALL(\n   IF(\n    FixtureInclude=\"x\",\n    ROW(FixtureDist)-ROW(Fixtures!$B$36)\n   ),\n   COLUMNS($D60:Z60)\n  )\n ),\"\")","v":""},{"$f":"IFERROR(\n INDEX(FixtureDist,\n  SMALL(\n   IF(\n    FixtureInclude=\"x\",\n    ROW(FixtureDist)-ROW(Fixtures!$B$36)\n   ),\n   COLUMNS($D60:AA60)\n  )\n ),\"\")","v":""},{"$f":"IFERROR(\n INDEX(FixtureDist,\n  SMALL(\n   IF(\n    FixtureInclude=\"x\",\n    ROW(FixtureDist)-ROW(Fixtures!$B$36)\n   ),\n   COLUMNS($D60:AB60)\n  )\n ),\"\")","v":""},{"$f":"IFERROR(\n INDEX(FixtureDist,\n  SMALL(\n   IF(\n    FixtureInclude=\"x\",\n    ROW(FixtureDist)-ROW(Fixtures!$B$36)\n   ),\n   COLUMNS($D60:AC60)\n  )\n ),\"\")","v":""},{"$f":"IFERROR(\n INDEX(FixtureDist,\n  SMALL(\n   IF(\n    FixtureInclude=\"x\",\n    ROW(FixtureDist)-ROW(Fixtures!$B$36)\n   ),\n   COLUMNS($D60:AD60)\n  )\n ),\"\")","v":""},{"$f":"IFERROR(\n INDEX(FixtureDist,\n  SMALL(\n   IF(\n    FixtureInclude=\"x\",\n    ROW(FixtureDist)-ROW(Fixtures!$B$36)\n   ),\n   COLUMNS($D60:AE60)\n  )\n ),\"\")","v":""},{"$f":"IFERROR(\n INDEX(FixtureDist,\n  SMALL(\n   IF(\n    FixtureInclude=\"x\",\n    ROW(FixtureDist)-ROW(Fixtures!$B$36)\n   ),\n   COLUMNS($D60:AF60)\n  )\n ),\"\")","v":""},{"$f":"IFERROR(\n INDEX(FixtureDist,\n  SMALL(\n   IF(\n    FixtureInclude=\"x\",\n    ROW(FixtureDist)-ROW(Fixtures!$B$36)\n   ),\n   COLUMNS($D60:AG60)\n  )\n ),\"\")","v":""},{"$f":"IFERROR(\n INDEX(FixtureDist,\n  SMALL(\n   IF(\n    FixtureInclude=\"x\",\n    ROW(FixtureDist)-ROW(Fixtures!$B$36)\n   ),\n   COLUMNS($D60:AH60)\n  )\n ),\"\")","v":""},{"$f":"IFERROR(\n INDEX(FixtureDist,\n  SMALL(\n   IF(\n    FixtureInclude=\"x\",\n    ROW(FixtureDist)-ROW(Fixtures!$B$36)\n   ),\n   COLUMNS($D60:AI60)\n  )\n ),\"\")","v":""},{"$f":"IFERROR(\n INDEX(FixtureDist,\n  SMALL(\n   IF(\n    FixtureInclude=\"x\",\n    ROW(FixtureDist)-ROW(Fixtures!$B$36)\n   ),\n   COLUMNS($D60:AJ60)\n  )\n ),\"\")","v":""},{"$f":"IFERROR(\n INDEX(FixtureDist,\n  SMALL(\n   IF(\n    FixtureInclude=\"x\",\n    ROW(FixtureDist)-ROW(Fixtures!$B$36)\n   ),\n   COLUMNS($D60:AK60)\n  )\n ),\"\")","v":""},{"$f":"IFERROR(\n INDEX(FixtureDist,\n  SMALL(\n   IF(\n    FixtureInclude=\"x\",\n    ROW(FixtureDist)-ROW(Fixtures!$B$36)\n   ),\n   COLUMNS($D60:AL60)\n  )\n ),\"\")","v":""},{"$f":"IFERROR(\n INDEX(FixtureDist,\n  SMALL(\n   IF(\n    FixtureInclude=\"x\",\n    ROW(FixtureDist)-ROW(Fixtures!$B$36)\n   ),\n   COLUMNS($D60:AM60)\n  )\n ),\"\")","v":""},{"$f":"IFERROR(\n INDEX(FixtureDist,\n  SMALL(\n   IF(\n    FixtureInclude=\"x\",\n    ROW(FixtureDist)-ROW(Fixtures!$B$36)\n   ),\n   COLUMNS($D60:AN60)\n  )\n ),\"\")","v":""},{"$f":"IFERROR(\n INDEX(FixtureDist,\n  SMALL(\n   IF(\n    FixtureInclude=\"x\",\n    ROW(FixtureDist)-ROW(Fixtures!$B$36)\n   ),\n   COLUMNS($D60:AO60)\n  )\n ),\"\")","v":""},{"$f":"IFERROR(\n INDEX(FixtureDist,\n  SMALL(\n   IF(\n    FixtureInclude=\"x\",\n    ROW(FixtureDist)-ROW(Fixtures!$B$36)\n   ),\n   COLUMNS($D60:AP60)\n  )\n ),\"\")","v":""},{"$f":"IFERROR(\n INDEX(FixtureDist,\n  SMALL(\n   IF(\n    FixtureInclude=\"x\",\n    ROW(FixtureDist)-ROW(Fixtures!$B$36)\n   ),\n   COLUMNS($D60:AQ60)\n  )\n ),\"\")","v":""},{"$f":"IFERROR(\n INDEX(FixtureDist,\n  SMALL(\n   IF(\n    FixtureInclude=\"x\",\n    ROW(FixtureDist)-ROW(Fixtures!$B$36)\n   ),\n   COLUMNS($D60:AR60)\n  )\n ),\"\")","v":""},{"$f":"IFERROR(\n INDEX(FixtureDist,\n  SMALL(\n   IF(\n    FixtureInclude=\"x\",\n    ROW(FixtureDist)-ROW(Fixtures!$B$36)\n   ),\n   COLUMNS($D60:AS60)\n  )\n ),\"\")","v":""},{"$f":"IFERROR(\n INDEX(FixtureDist,\n  SMALL(\n   IF(\n    FixtureInclude=\"x\",\n    ROW(FixtureDist)-ROW(Fixtures!$B$36)\n   ),\n   COLUMNS($D60:AT60)\n  )\n ),\"\")","v":""},{"$f":"IFERROR(\n INDEX(FixtureDist,\n  SMALL(\n   IF(\n    FixtureInclude=\"x\",\n    ROW(FixtureDist)-ROW(Fixtures!$B$36)\n   ),\n   COLUMNS($D60:AU60)\n  )\n ),\"\")","v":""},{"$f":"IFERROR(\n INDEX(FixtureDist,\n  SMALL(\n   IF(\n    FixtureInclude=\"x\",\n    ROW(FixtureDist)-ROW(Fixtures!$B$36)\n   ),\n   COLUMNS($D60:AV60)\n  )\n ),\"\")","v":""},{"$f":"IFERROR(\n INDEX(FixtureDist,\n  SMALL(\n   IF(\n    FixtureInclude=\"x\",\n    ROW(FixtureDist)-ROW(Fixtures!$B$36)\n   ),\n   COLUMNS($D60:AW60)\n  )\n ),\"\")","v":""},{"$f":"IFERROR(\n INDEX(FixtureDist,\n  SMALL(\n   IF(\n    FixtureInclude=\"x\",\n    ROW(FixtureDist)-ROW(Fixtures!$B$36)\n   ),\n   COLUMNS($D60:AX60)\n  )\n ),\"\")","v":""},{"$f":"IFERROR(\n INDEX(FixtureDist,\n  SMALL(\n   IF(\n    FixtureInclude=\"x\",\n    ROW(FixtureDist)-ROW(Fixtures!$B$36)\n   ),\n   COLUMNS($D60:AY60)\n  )\n ),\"\")","v":""},{"$f":"IFERROR(\n INDEX(FixtureDist,\n  SMALL(\n   IF(\n    FixtureInclude=\"x\",\n    ROW(FixtureDist)-ROW(Fixtures!$B$36)\n   ),\n   COLUMNS($D60:AZ60)\n  )\n ),\"\")","v":""},{"$f":"IFERROR(\n INDEX(FixtureDist,\n  SMALL(\n   IF(\n    FixtureInclude=\"x\",\n    ROW(FixtureDist)-ROW(Fixtures!$B$36)\n   ),\n   COLUMNS($D60:BA60)\n  )\n ),\"\")","v":""},{"$f":"IFERROR(\n INDEX(FixtureDist,\n  SMALL(\n   IF(\n    FixtureInclude=\"x\",\n    ROW(FixtureDist)-ROW(Fixtures!$B$36)\n   ),\n   COLUMNS($D60:BB60)\n  )\n ),\"\")","v":""},{"$f":"IFERROR(\n INDEX(FixtureDist,\n  SMALL(\n   IF(\n    FixtureInclude=\"x\",\n    ROW(FixtureDist)-ROW(Fixtures!$B$36)\n   ),\n   COLUMNS($D60:BC60)\n  )\n ),\"\")","v":""},{"$f":"IFERROR(\n INDEX(FixtureDist,\n  SMALL(\n   IF(\n    FixtureInclude=\"x\",\n    ROW(FixtureDist)-ROW(Fixtures!$B$36)\n   ),\n   COLUMNS($D60:BD60)\n  )\n ),\"\")","v":""},{"$f":"IFERROR(\n INDEX(FixtureDist,\n  SMALL(\n   IF(\n    FixtureInclude=\"x\",\n    ROW(FixtureDist)-ROW(Fixtures!$B$36)\n   ),\n   COLUMNS($D60:BE60)\n  )\n ),\"\")","v":""},{"$f":"IFERROR(\n INDEX(FixtureDist,\n  SMALL(\n   IF(\n    FixtureInclude=\"x\",\n    ROW(FixtureDist)-ROW(Fixtures!$B$36)\n   ),\n   COLUMNS($D60:BF60)\n  )\n ),\"\")","v":""},{"$f":"IFERROR(\n INDEX(FixtureDist,\n  SMALL(\n   IF(\n    FixtureInclude=\"x\",\n    ROW(FixtureDist)-ROW(Fixtures!$B$36)\n   ),\n   COLUMNS($D60:BG60)\n  )\n ),\"\")","v":""},{"$f":"IFERROR(\n INDEX(FixtureDist,\n  SMALL(\n   IF(\n    FixtureInclude=\"x\",\n    ROW(FixtureDist)-ROW(Fixtures!$B$36)\n   ),\n   COLUMNS($D60:BH60)\n  )\n ),\"\")","v":""},{"$f":"IFERROR(\n INDEX(FixtureDist,\n  SMALL(\n   IF(\n    FixtureInclude=\"x\",\n    ROW(FixtureDist)-ROW(Fixtures!$B$36)\n   ),\n   COLUMNS($D60:BI60)\n  )\n ),\"\")","v":""},{"$f":"IFERROR(\n INDEX(FixtureDist,\n  SMALL(\n   IF(\n    FixtureInclude=\"x\",\n    ROW(FixtureDist)-ROW(Fixtures!$B$36)\n   ),\n   COLUMNS($D60:BJ60)\n  )\n ),\"\")","v":""},{"$f":"IFERROR(\n INDEX(FixtureDist,\n  SMALL(\n   IF(\n    FixtureInclude=\"x\",\n    ROW(FixtureDist)-ROW(Fixtures!$B$36)\n   ),\n   COLUMNS($D60:BK60)\n  )\n ),\"\")","v":""},{"$f":"IFERROR(\n INDEX(FixtureDist,\n  SMALL(\n   IF(\n    FixtureInclude=\"x\",\n    ROW(FixtureDist)-ROW(Fixtures!$B$36)\n   ),\n   COLUMNS($D60:BL60)\n  )\n ),\"\")","v":""},{"$f":"IFERROR(\n INDEX(FixtureDist,\n  SMALL(\n   IF(\n    FixtureInclude=\"x\",\n    ROW(FixtureDist)-ROW(Fixtures!$B$36)\n   ),\n   COLUMNS($D60:BM60)\n  )\n ),\"\")","v":""},{"$f":"IFERROR(\n INDEX(FixtureDist,\n  SMALL(\n   IF(\n    FixtureInclude=\"x\",\n    ROW(FixtureDist)-ROW(Fixtures!$B$36)\n   ),\n   COLUMNS($D60:BN60)\n  )\n ),\"\")","v":""},{"$f":"IFERROR(\n INDEX(FixtureDist,\n  SMALL(\n   IF(\n    FixtureInclude=\"x\",\n    ROW(FixtureDist)-ROW(Fixtures!$B$36)\n   ),\n   COLUMNS($D60:BO60)\n  )\n ),\"\")","v":""},{"$f":"IFERROR(\n INDEX(FixtureDist,\n  SMALL(\n   IF(\n    FixtureInclude=\"x\",\n    ROW(FixtureDist)-ROW(Fixtures!$B$36)\n   ),\n   COLUMNS($D60:BP60)\n  )\n ),\"\")","v":""},{"$f":"IFERROR(\n INDEX(FixtureDist,\n  SMALL(\n   IF(\n    FixtureInclude=\"x\",\n    ROW(FixtureDist)-ROW(Fixtures!$B$36)\n   ),\n   COLUMNS($D60:BQ60)\n  )\n ),\"\")","v":""},{"$f":"IFERROR(\n INDEX(FixtureDist,\n  SMALL(\n   IF(\n    FixtureInclude=\"x\",\n    ROW(FixtureDist)-ROW(Fixtures!$B$36)\n   ),\n   COLUMNS($D60:BR60)\n  )\n ),\"\")","v":""},{"$f":"IFERROR(\n INDEX(FixtureDist,\n  SMALL(\n   IF(\n    FixtureInclude=\"x\",\n    ROW(FixtureDist)-ROW(Fixtures!$B$36)\n   ),\n   COLUMNS($D60:BS60)\n  )\n ),\"\")","v":""},{"$f":"IFERROR(\n INDEX(FixtureDist,\n  SMALL(\n   IF(\n    FixtureInclude=\"x\",\n    ROW(FixtureDist)-ROW(Fixtures!$B$36)\n   ),\n   COLUMNS($D60:BT60)\n  )\n ),\"\")","v":""},{"$f":"IFERROR(\n INDEX(FixtureDist,\n  SMALL(\n   IF(\n    FixtureInclude=\"x\",\n    ROW(FixtureDist)-ROW(Fixtures!$B$36)\n   ),\n   COLUMNS($D60:BU60)\n  )\n ),\"\")","v":""},{"$f":"IFERROR(\n INDEX(FixtureDist,\n  SMALL(\n   IF(\n    FixtureInclude=\"x\",\n    ROW(FixtureDist)-ROW(Fixtures!$B$36)\n   ),\n   COLUMNS($D60:BV60)\n  )\n ),\"\")","v":""},{"$f":"IFERROR(\n INDEX(FixtureDist,\n  SMALL(\n   IF(\n    FixtureInclude=\"x\",\n    ROW(FixtureDist)-ROW(Fixtures!$B$36)\n   ),\n   COLUMNS($D60:BW60)\n  )\n ),\"\")","v":""},{"$f":"IFERROR(\n INDEX(FixtureDist,\n  SMALL(\n   IF(\n    FixtureInclude=\"x\",\n    ROW(FixtureDist)-ROW(Fixtures!$B$36)\n   ),\n   COLUMNS($D60:BX60)\n  )\n ),\"\")","v":""},{"$f":"IFERROR(\n INDEX(FixtureDist,\n  SMALL(\n   IF(\n    FixtureInclude=\"x\",\n    ROW(FixtureDist)-ROW(Fixtures!$B$36)\n   ),\n   COLUMNS($D60:BY60)\n  )\n ),\"\")","v":""},{"$f":"IFERROR(\n INDEX(FixtureDist,\n  SMALL(\n   IF(\n    FixtureInclude=\"x\",\n    ROW(FixtureDist)-ROW(Fixtures!$B$36)\n   ),\n   COLUMNS($D60:BZ60)\n  )\n ),\"\")","v":""},{"$f":"IFERROR(\n INDEX(FixtureDist,\n  SMALL(\n   IF(\n    FixtureInclude=\"x\",\n    ROW(FixtureDist)-ROW(Fixtures!$B$36)\n   ),\n   COLUMNS($D60:CA60)\n  )\n ),\"\")","v":""},{"$f":"IFERROR(\n INDEX(FixtureDist,\n  SMALL(\n   IF(\n    FixtureInclude=\"x\",\n    ROW(FixtureDist)-ROW(Fixtures!$B$36)\n   ),\n   COLUMNS($D60:CB60)\n  )\n ),\"\")","v":""},{"$f":"IFERROR(\n INDEX(FixtureDist,\n  SMALL(\n   IF(\n    FixtureInclude=\"x\",\n    ROW(FixtureDist)-ROW(Fixtures!$B$36)\n   ),\n   COLUMNS($D60:CC60)\n  )\n ),\"\")","v":""},{"$f":"IFERROR(\n INDEX(FixtureDist,\n  SMALL(\n   IF(\n    FixtureInclude=\"x\",\n    ROW(FixtureDist)-ROW(Fixtures!$B$36)\n   ),\n   COLUMNS($D60:CD60)\n  )\n ),\"\")","v":""},{"$f":"IFERROR(\n INDEX(FixtureDist,\n  SMALL(\n   IF(\n    FixtureInclude=\"x\",\n    ROW(FixtureDist)-ROW(Fixtures!$B$36)\n   ),\n   COLUMNS($D60:CE60)\n  )\n ),\"\")","v":""},{"$f":"IFERROR(\n INDEX(FixtureDist,\n  SMALL(\n   IF(\n    FixtureInclude=\"x\",\n    ROW(FixtureDist)-ROW(Fixtures!$B$36)\n   ),\n   COLUMNS($D60:CF60)\n  )\n ),\"\")","v":""},{"$f":"IFERROR(\n INDEX(FixtureDist,\n  SMALL(\n   IF(\n    FixtureInclude=\"x\",\n    ROW(FixtureDist)-ROW(Fixtures!$B$36)\n   ),\n   COLUMNS($D60:CG60)\n  )\n ),\"\")","v":""},{"$f":"IFERROR(\n INDEX(FixtureDist,\n  SMALL(\n   IF(\n    FixtureInclude=\"x\",\n    ROW(FixtureDist)-ROW(Fixtures!$B$36)\n   ),\n   COLUMNS($D60:CH60)\n  )\n ),\"\")","v":""},{"$f":"IFERROR(\n INDEX(FixtureDist,\n  SMALL(\n   IF(\n    FixtureInclude=\"x\",\n    ROW(FixtureDist)-ROW(Fixtures!$B$36)\n   ),\n   COLUMNS($D60:CI60)\n  )\n ),\"\")","v":""},{"$f":"IFERROR(\n INDEX(FixtureDist,\n  SMALL(\n   IF(\n    FixtureInclude=\"x\",\n    ROW(FixtureDist)-ROW(Fixtures!$B$36)\n   ),\n   COLUMNS($D60:CJ60)\n  )\n ),\"\")","v":""},{"$f":"IFERROR(\n INDEX(FixtureDist,\n  SMALL(\n   IF(\n    FixtureInclude=\"x\",\n    ROW(FixtureDist)-ROW(Fixtures!$B$36)\n   ),\n   COLUMNS($D60:CK60)\n  )\n ),\"\")","v":""},{"$f":"IFERROR(\n INDEX(FixtureDist,\n  SMALL(\n   IF(\n    FixtureInclude=\"x\",\n    ROW(FixtureDist)-ROW(Fixtures!$B$36)\n   ),\n   COLUMNS($D60:CL60)\n  )\n ),\"\")","v":""},{"$f":"IFERROR(\n INDEX(FixtureDist,\n  SMALL(\n   IF(\n    FixtureInclude=\"x\",\n    ROW(FixtureDist)-ROW(Fixtures!$B$36)\n   ),\n   COLUMNS($D60:CM60)\n  )\n ),\"\")","v":""},{"$f":"IFERROR(\n INDEX(FixtureDist,\n  SMALL(\n   IF(\n    FixtureInclude=\"x\",\n    ROW(FixtureDist)-ROW(Fixtures!$B$36)\n   ),\n   COLUMNS($D60:CN60)\n  )\n ),\"\")","v":""},{"$f":"IFERROR(\n INDEX(FixtureDist,\n  SMALL(\n   IF(\n    FixtureInclude=\"x\",\n    ROW(FixtureDist)-ROW(Fixtures!$B$36)\n   ),\n   COLUMNS($D60:CO60)\n  )\n ),\"\")","v":""},{"$f":"IFERROR(\n INDEX(FixtureDist,\n  SMALL(\n   IF(\n    FixtureInclude=\"x\",\n    ROW(FixtureDist)-ROW(Fixtures!$B$36)\n   ),\n   COLUMNS($D60:CP60)\n  )\n ),\"\")","v":""},{"$f":"IFERROR(\n INDEX(FixtureDist,\n  SMALL(\n   IF(\n    FixtureInclude=\"x\",\n    ROW(FixtureDist)-ROW(Fixtures!$B$36)\n   ),\n   COLUMNS($D60:CQ60)\n  )\n ),\"\")","v":""},{"$f":"IFERROR(\n INDEX(FixtureDist,\n  SMALL(\n   IF(\n    FixtureInclude=\"x\",\n    ROW(FixtureDist)-ROW(Fixtures!$B$36)\n   ),\n   COLUMNS($D60:CR60)\n  )\n ),\"\")","v":""},{"$f":"IFERROR(\n INDEX(FixtureDist,\n  SMALL(\n   IF(\n    FixtureInclude=\"x\",\n    ROW(FixtureDist)-ROW(Fixtures!$B$36)\n   ),\n   COLUMNS($D60:CS60)\n  )\n ),\"\")","v":""},{"$f":"IFERROR(\n INDEX(FixtureDist,\n  SMALL(\n   IF(\n    FixtureInclude=\"x\",\n    ROW(FixtureDist)-ROW(Fixtures!$B$36)\n   ),\n   COLUMNS($D60:CT60)\n  )\n ),\"\")","v":""},{"$f":"IFERROR(\n INDEX(FixtureDist,\n  SMALL(\n   IF(\n    FixtureInclude=\"x\",\n    ROW(FixtureDist)-ROW(Fixtures!$B$36)\n   ),\n   COLUMNS($D60:CU60)\n  )\n ),\"\")","v":""},{"$f":"IFERROR(\n INDEX(FixtureDist,\n  SMALL(\n   IF(\n    FixtureInclude=\"x\",\n    ROW(FixtureDist)-ROW(Fixtures!$B$36)\n   ),\n   COLUMNS($D60:CV60)\n  )\n ),\"\")","v":""},{"$f":"IFERROR(\n INDEX(FixtureDist,\n  SMALL(\n   IF(\n    FixtureInclude=\"x\",\n    ROW(FixtureDist)-ROW(Fixtures!$B$36)\n   ),\n   COLUMNS($D60:CW60)\n  )\n ),\"\")","v":""},{"$f":"IFERROR(\n INDEX(FixtureDist,\n  SMALL(\n   IF(\n    FixtureInclude=\"x\",\n    ROW(FixtureDist)-ROW(Fixtures!$B$36)\n   ),\n   COLUMNS($D60:CX60)\n  )\n ),\"\")","v":""},{"$f":"IFERROR(\n INDEX(FixtureDist,\n  SMALL(\n   IF(\n    FixtureInclude=\"x\",\n    ROW(FixtureDist)-ROW(Fixtures!$B$36)\n   ),\n   COLUMNS($D60:CY60)\n  )\n ),\"\")","v":""},{"$f":"IFERROR(\n INDEX(FixtureDist,\n  SMALL(\n   IF(\n    FixtureInclude=\"x\",\n    ROW(FixtureDist)-ROW(Fixtures!$B$36)\n   ),\n   COLUMNS($D60:CZ60)\n  )\n ),\"\")","v":""},{"$f":"IFERROR(\n INDEX(FixtureDist,\n  SMALL(\n   IF(\n    FixtureInclude=\"x\",\n    ROW(FixtureDist)-ROW(Fixtures!$B$36)\n   ),\n   COLUMNS($D60:DA60)\n  )\n ),\"\")","v":""},{"$f":"IFERROR(\n INDEX(FixtureDist,\n  SMALL(\n   IF(\n    FixtureInclude=\"x\",\n    ROW(FixtureDist)-ROW(Fixtures!$B$36)\n   ),\n   COLUMNS($D60:DB60)\n  )\n ),\"\")","v":""},{"$f":"IFERROR(\n INDEX(FixtureDist,\n  SMALL(\n   IF(\n    FixtureInclude=\"x\",\n    ROW(FixtureDist)-ROW(Fixtures!$B$36)\n   ),\n   COLUMNS($D60:DC60)\n  )\n ),\"\")","v":""},{"$f":"IFERROR(\n INDEX(FixtureDist,\n  SMALL(\n   IF(\n    FixtureInclude=\"x\",\n    ROW(FixtureDist)-ROW(Fixtures!$B$36)\n   ),\n   COLUMNS($D60:DD60)\n  )\n ),\"\")","v":""},{"$f":"IFERROR(\n INDEX(FixtureDist,\n  SMALL(\n   IF(\n    FixtureInclude=\"x\",\n    ROW(FixtureDist)-ROW(Fixtures!$B$36)\n   ),\n   COLUMNS($D60:DE60)\n  )\n ),\"\")","v":""},{"$f":"IFERROR(\n INDEX(FixtureDist,\n  SMALL(\n   IF(\n    FixtureInclude=\"x\",\n    ROW(FixtureDist)-ROW(Fixtures!$B$36)\n   ),\n   COLUMNS($D60:DF60)\n  )\n ),\"\")","v":""},{"$f":"IFERROR(\n INDEX(FixtureDist,\n  SMALL(\n   IF(\n    FixtureInclude=\"x\",\n    ROW(FixtureDist)-ROW(Fixtures!$B$36)\n   ),\n   COLUMNS($D60:DG60)\n  )\n ),\"\")","v":""},{"$f":"IFERROR(\n INDEX(FixtureDist,\n  SMALL(\n   IF(\n    FixtureInclude=\"x\",\n    ROW(FixtureDist)-ROW(Fixtures!$B$36)\n   ),\n   COLUMNS($D60:DH60)\n  )\n ),\"\")","v":""}]
[null,{"$f":"Fixtures!E21","v":"Comments"},{"$f":"Fixtures!F21","v":""},{"$f":"IFERROR(\n INDEX(FixtureComments,\n  SMALL(\n   IF(\n    FixtureInclude=\"x\",\n    ROW(FixtureComments)-ROW(Fixtures!$B$36)\n   ),\n   COLUMNS($D61:D61)\n  )\n ),\"\")","v":""},{"$f":"IFERROR(\n INDEX(FixtureComments,\n  SMALL(\n   IF(\n    FixtureInclude=\"x\",\n    ROW(FixtureComments)-ROW(Fixtures!$B$36)\n   ),\n   COLUMNS($D61:E61)\n  )\n ),\"\")","v":""},{"$f":"IFERROR(\n INDEX(FixtureComments,\n  SMALL(\n   IF(\n    FixtureInclude=\"x\",\n    ROW(FixtureComments)-ROW(Fixtures!$B$36)\n   ),\n   COLUMNS($D61:F61)\n  )\n ),\"\")","v":""},{"$f":"IFERROR(\n INDEX(FixtureComments,\n  SMALL(\n   IF(\n    FixtureInclude=\"x\",\n    ROW(FixtureComments)-ROW(Fixtures!$B$36)\n   ),\n   COLUMNS($D61:G61)\n  )\n ),\"\")","v":""},{"$f":"IFERROR(\n INDEX(FixtureComments,\n  SMALL(\n   IF(\n    FixtureInclude=\"x\",\n    ROW(FixtureComments)-ROW(Fixtures!$B$36)\n   ),\n   COLUMNS($D61:H61)\n  )\n ),\"\")","v":""},{"$f":"IFERROR(\n INDEX(FixtureComments,\n  SMALL(\n   IF(\n    FixtureInclude=\"x\",\n    ROW(FixtureComments)-ROW(Fixtures!$B$36)\n   ),\n   COLUMNS($D61:I61)\n  )\n ),\"\")","v":""},{"$f":"IFERROR(\n INDEX(FixtureComments,\n  SMALL(\n   IF(\n    FixtureInclude=\"x\",\n    ROW(FixtureComments)-ROW(Fixtures!$B$36)\n   ),\n   COLUMNS($D61:J61)\n  )\n ),\"\")","v":""},{"$f":"IFERROR(\n INDEX(FixtureComments,\n  SMALL(\n   IF(\n    FixtureInclude=\"x\",\n    ROW(FixtureComments)-ROW(Fixtures!$B$36)\n   ),\n   COLUMNS($D61:K61)\n  )\n ),\"\")","v":""},{"$f":"IFERROR(\n INDEX(FixtureComments,\n  SMALL(\n   IF(\n    FixtureInclude=\"x\",\n    ROW(FixtureComments)-ROW(Fixtures!$B$36)\n   ),\n   COLUMNS($D61:L61)\n  )\n ),\"\")","v":""},{"$f":"IFERROR(\n INDEX(FixtureComments,\n  SMALL(\n   IF(\n    FixtureInclude=\"x\",\n    ROW(FixtureComments)-ROW(Fixtures!$B$36)\n   ),\n   COLUMNS($D61:M61)\n  )\n ),\"\")","v":""},{"$f":"IFERROR(\n INDEX(FixtureComments,\n  SMALL(\n   IF(\n    FixtureInclude=\"x\",\n    ROW(FixtureComments)-ROW(Fixtures!$B$36)\n   ),\n   COLUMNS($D61:N61)\n  )\n ),\"\")","v":""},{"$f":"IFERROR(\n INDEX(FixtureComments,\n  SMALL(\n   IF(\n    FixtureInclude=\"x\",\n    ROW(FixtureComments)-ROW(Fixtures!$B$36)\n   ),\n   COLUMNS($D61:O61)\n  )\n ),\"\")","v":""},{"$f":"IFERROR(\n INDEX(FixtureComments,\n  SMALL(\n   IF(\n    FixtureInclude=\"x\",\n    ROW(FixtureComments)-ROW(Fixtures!$B$36)\n   ),\n   COLUMNS($D61:P61)\n  )\n ),\"\")","v":""},{"$f":"IFERROR(\n INDEX(FixtureComments,\n  SMALL(\n   IF(\n    FixtureInclude=\"x\",\n    ROW(FixtureComments)-ROW(Fixtures!$B$36)\n   ),\n   COLUMNS($D61:Q61)\n  )\n ),\"\")","v":""},{"$f":"IFERROR(\n INDEX(FixtureComments,\n  SMALL(\n   IF(\n    FixtureInclude=\"x\",\n    ROW(FixtureComments)-ROW(Fixtures!$B$36)\n   ),\n   COLUMNS($D61:R61)\n  )\n ),\"\")","v":""},{"$f":"IFERROR(\n INDEX(FixtureComments,\n  SMALL(\n   IF(\n    FixtureInclude=\"x\",\n    ROW(FixtureComments)-ROW(Fixtures!$B$36)\n   ),\n   COLUMNS($D61:S61)\n  )\n ),\"\")","v":""},{"$f":"IFERROR(\n INDEX(FixtureComments,\n  SMALL(\n   IF(\n    FixtureInclude=\"x\",\n    ROW(FixtureComments)-ROW(Fixtures!$B$36)\n   ),\n   COLUMNS($D61:T61)\n  )\n ),\"\")","v":""},{"$f":"IFERROR(\n INDEX(FixtureComments,\n  SMALL(\n   IF(\n    FixtureInclude=\"x\",\n    ROW(FixtureComments)-ROW(Fixtures!$B$36)\n   ),\n   COLUMNS($D61:U61)\n  )\n ),\"\")","v":""},{"$f":"IFERROR(\n INDEX(FixtureComments,\n  SMALL(\n   IF(\n    FixtureInclude=\"x\",\n    ROW(FixtureComments)-ROW(Fixtures!$B$36)\n   ),\n   COLUMNS($D61:V61)\n  )\n ),\"\")","v":""},{"$f":"IFERROR(\n INDEX(FixtureComments,\n  SMALL(\n   IF(\n    FixtureInclude=\"x\",\n    ROW(FixtureComments)-ROW(Fixtures!$B$36)\n   ),\n   COLUMNS($D61:W61)\n  )\n ),\"\")","v":""},{"$f":"IFERROR(\n INDEX(FixtureComments,\n  SMALL(\n   IF(\n    FixtureInclude=\"x\",\n    ROW(FixtureComments)-ROW(Fixtures!$B$36)\n   ),\n   COLUMNS($D61:X61)\n  )\n ),\"\")","v":""},{"$f":"IFERROR(\n INDEX(FixtureComments,\n  SMALL(\n   IF(\n    FixtureInclude=\"x\",\n    ROW(FixtureComments)-ROW(Fixtures!$B$36)\n   ),\n   COLUMNS($D61:Y61)\n  )\n ),\"\")","v":""},{"$f":"IFERROR(\n INDEX(FixtureComments,\n  SMALL(\n   IF(\n    FixtureInclude=\"x\",\n    ROW(FixtureComments)-ROW(Fixtures!$B$36)\n   ),\n   COLUMNS($D61:Z61)\n  )\n ),\"\")","v":""},{"$f":"IFERROR(\n INDEX(FixtureComments,\n  SMALL(\n   IF(\n    FixtureInclude=\"x\",\n    ROW(FixtureComments)-ROW(Fixtures!$B$36)\n   ),\n   COLUMNS($D61:AA61)\n  )\n ),\"\")","v":""},{"$f":"IFERROR(\n INDEX(FixtureComments,\n  SMALL(\n   IF(\n    FixtureInclude=\"x\",\n    ROW(FixtureComments)-ROW(Fixtures!$B$36)\n   ),\n   COLUMNS($D61:AB61)\n  )\n ),\"\")","v":""},{"$f":"IFERROR(\n INDEX(FixtureComments,\n  SMALL(\n   IF(\n    FixtureInclude=\"x\",\n    ROW(FixtureComments)-ROW(Fixtures!$B$36)\n   ),\n   COLUMNS($D61:AC61)\n  )\n ),\"\")","v":""},{"$f":"IFERROR(\n INDEX(FixtureComments,\n  SMALL(\n   IF(\n    FixtureInclude=\"x\",\n    ROW(FixtureComments)-ROW(Fixtures!$B$36)\n   ),\n   COLUMNS($D61:AD61)\n  )\n ),\"\")","v":""},{"$f":"IFERROR(\n INDEX(FixtureComments,\n  SMALL(\n   IF(\n    FixtureInclude=\"x\",\n    ROW(FixtureComments)-ROW(Fixtures!$B$36)\n   ),\n   COLUMNS($D61:AE61)\n  )\n ),\"\")","v":""},{"$f":"IFERROR(\n INDEX(FixtureComments,\n  SMALL(\n   IF(\n    FixtureInclude=\"x\",\n    ROW(FixtureComments)-ROW(Fixtures!$B$36)\n   ),\n   COLUMNS($D61:AF61)\n  )\n ),\"\")","v":""},{"$f":"IFERROR(\n INDEX(FixtureComments,\n  SMALL(\n   IF(\n    FixtureInclude=\"x\",\n    ROW(FixtureComments)-ROW(Fixtures!$B$36)\n   ),\n   COLUMNS($D61:AG61)\n  )\n ),\"\")","v":""},{"$f":"IFERROR(\n INDEX(FixtureComments,\n  SMALL(\n   IF(\n    FixtureInclude=\"x\",\n    ROW(FixtureComments)-ROW(Fixtures!$B$36)\n   ),\n   COLUMNS($D61:AH61)\n  )\n ),\"\")","v":""},{"$f":"IFERROR(\n INDEX(FixtureComments,\n  SMALL(\n   IF(\n    FixtureInclude=\"x\",\n    ROW(FixtureComments)-ROW(Fixtures!$B$36)\n   ),\n   COLUMNS($D61:AI61)\n  )\n ),\"\")","v":""},{"$f":"IFERROR(\n INDEX(FixtureComments,\n  SMALL(\n   IF(\n    FixtureInclude=\"x\",\n    ROW(FixtureComments)-ROW(Fixtures!$B$36)\n   ),\n   COLUMNS($D61:AJ61)\n  )\n ),\"\")","v":""},{"$f":"IFERROR(\n INDEX(FixtureComments,\n  SMALL(\n   IF(\n    FixtureInclude=\"x\",\n    ROW(FixtureComments)-ROW(Fixtures!$B$36)\n   ),\n   COLUMNS($D61:AK61)\n  )\n ),\"\")","v":""},{"$f":"IFERROR(\n INDEX(FixtureComments,\n  SMALL(\n   IF(\n    FixtureInclude=\"x\",\n    ROW(FixtureComments)-ROW(Fixtures!$B$36)\n   ),\n   COLUMNS($D61:AL61)\n  )\n ),\"\")","v":""},{"$f":"IFERROR(\n INDEX(FixtureComments,\n  SMALL(\n   IF(\n    FixtureInclude=\"x\",\n    ROW(FixtureComments)-ROW(Fixtures!$B$36)\n   ),\n   COLUMNS($D61:AM61)\n  )\n ),\"\")","v":""},{"$f":"IFERROR(\n INDEX(FixtureComments,\n  SMALL(\n   IF(\n    FixtureInclude=\"x\",\n    ROW(FixtureComments)-ROW(Fixtures!$B$36)\n   ),\n   COLUMNS($D61:AN61)\n  )\n ),\"\")","v":""},{"$f":"IFERROR(\n INDEX(FixtureComments,\n  SMALL(\n   IF(\n    FixtureInclude=\"x\",\n    ROW(FixtureComments)-ROW(Fixtures!$B$36)\n   ),\n   COLUMNS($D61:AO61)\n  )\n ),\"\")","v":""},{"$f":"IFERROR(\n INDEX(FixtureComments,\n  SMALL(\n   IF(\n    FixtureInclude=\"x\",\n    ROW(FixtureComments)-ROW(Fixtures!$B$36)\n   ),\n   COLUMNS($D61:AP61)\n  )\n ),\"\")","v":""},{"$f":"IFERROR(\n INDEX(FixtureComments,\n  SMALL(\n   IF(\n    FixtureInclude=\"x\",\n    ROW(FixtureComments)-ROW(Fixtures!$B$36)\n   ),\n   COLUMNS($D61:AQ61)\n  )\n ),\"\")","v":""},{"$f":"IFERROR(\n INDEX(FixtureComments,\n  SMALL(\n   IF(\n    FixtureInclude=\"x\",\n    ROW(FixtureComments)-ROW(Fixtures!$B$36)\n   ),\n   COLUMNS($D61:AR61)\n  )\n ),\"\")","v":""},{"$f":"IFERROR(\n INDEX(FixtureComments,\n  SMALL(\n   IF(\n    FixtureInclude=\"x\",\n    ROW(FixtureComments)-ROW(Fixtures!$B$36)\n   ),\n   COLUMNS($D61:AS61)\n  )\n ),\"\")","v":""},{"$f":"IFERROR(\n INDEX(FixtureComments,\n  SMALL(\n   IF(\n    FixtureInclude=\"x\",\n    ROW(FixtureComments)-ROW(Fixtures!$B$36)\n   ),\n   COLUMNS($D61:AT61)\n  )\n ),\"\")","v":""},{"$f":"IFERROR(\n INDEX(FixtureComments,\n  SMALL(\n   IF(\n    FixtureInclude=\"x\",\n    ROW(FixtureComments)-ROW(Fixtures!$B$36)\n   ),\n   COLUMNS($D61:AU61)\n  )\n ),\"\")","v":""},{"$f":"IFERROR(\n INDEX(FixtureComments,\n  SMALL(\n   IF(\n    FixtureInclude=\"x\",\n    ROW(FixtureComments)-ROW(Fixtures!$B$36)\n   ),\n   COLUMNS($D61:AV61)\n  )\n ),\"\")","v":""},{"$f":"IFERROR(\n INDEX(FixtureComments,\n  SMALL(\n   IF(\n    FixtureInclude=\"x\",\n    ROW(FixtureComments)-ROW(Fixtures!$B$36)\n   ),\n   COLUMNS($D61:AW61)\n  )\n ),\"\")","v":""},{"$f":"IFERROR(\n INDEX(FixtureComments,\n  SMALL(\n   IF(\n    FixtureInclude=\"x\",\n    ROW(FixtureComments)-ROW(Fixtures!$B$36)\n   ),\n   COLUMNS($D61:AX61)\n  )\n ),\"\")","v":""},{"$f":"IFERROR(\n INDEX(FixtureComments,\n  SMALL(\n   IF(\n    FixtureInclude=\"x\",\n    ROW(FixtureComments)-ROW(Fixtures!$B$36)\n   ),\n   COLUMNS($D61:AY61)\n  )\n ),\"\")","v":""},{"$f":"IFERROR(\n INDEX(FixtureComments,\n  SMALL(\n   IF(\n    FixtureInclude=\"x\",\n    ROW(FixtureComments)-ROW(Fixtures!$B$36)\n   ),\n   COLUMNS($D61:AZ61)\n  )\n ),\"\")","v":""},{"$f":"IFERROR(\n INDEX(FixtureComments,\n  SMALL(\n   IF(\n    FixtureInclude=\"x\",\n    ROW(FixtureComments)-ROW(Fixtures!$B$36)\n   ),\n   COLUMNS($D61:BA61)\n  )\n ),\"\")","v":""},{"$f":"IFERROR(\n INDEX(FixtureComments,\n  SMALL(\n   IF(\n    FixtureInclude=\"x\",\n    ROW(FixtureComments)-ROW(Fixtures!$B$36)\n   ),\n   COLUMNS($D61:BB61)\n  )\n ),\"\")","v":""},{"$f":"IFERROR(\n INDEX(FixtureComments,\n  SMALL(\n   IF(\n    FixtureInclude=\"x\",\n    ROW(FixtureComments)-ROW(Fixtures!$B$36)\n   ),\n   COLUMNS($D61:BC61)\n  )\n ),\"\")","v":""},{"$f":"IFERROR(\n INDEX(FixtureComments,\n  SMALL(\n   IF(\n    FixtureInclude=\"x\",\n    ROW(FixtureComments)-ROW(Fixtures!$B$36)\n   ),\n   COLUMNS($D61:BD61)\n  )\n ),\"\")","v":""},{"$f":"IFERROR(\n INDEX(FixtureComments,\n  SMALL(\n   IF(\n    FixtureInclude=\"x\",\n    ROW(FixtureComments)-ROW(Fixtures!$B$36)\n   ),\n   COLUMNS($D61:BE61)\n  )\n ),\"\")","v":""},{"$f":"IFERROR(\n INDEX(FixtureComments,\n  SMALL(\n   IF(\n    FixtureInclude=\"x\",\n    ROW(FixtureComments)-ROW(Fixtures!$B$36)\n   ),\n   COLUMNS($D61:BF61)\n  )\n ),\"\")","v":""},{"$f":"IFERROR(\n INDEX(FixtureComments,\n  SMALL(\n   IF(\n    FixtureInclude=\"x\",\n    ROW(FixtureComments)-ROW(Fixtures!$B$36)\n   ),\n   COLUMNS($D61:BG61)\n  )\n ),\"\")","v":""},{"$f":"IFERROR(\n INDEX(FixtureComments,\n  SMALL(\n   IF(\n    FixtureInclude=\"x\",\n    ROW(FixtureComments)-ROW(Fixtures!$B$36)\n   ),\n   COLUMNS($D61:BH61)\n  )\n ),\"\")","v":""},{"$f":"IFERROR(\n INDEX(FixtureComments,\n  SMALL(\n   IF(\n    FixtureInclude=\"x\",\n    ROW(FixtureComments)-ROW(Fixtures!$B$36)\n   ),\n   COLUMNS($D61:BI61)\n  )\n ),\"\")","v":""},{"$f":"IFERROR(\n INDEX(FixtureComments,\n  SMALL(\n   IF(\n    FixtureInclude=\"x\",\n    ROW(FixtureComments)-ROW(Fixtures!$B$36)\n   ),\n   COLUMNS($D61:BJ61)\n  )\n ),\"\")","v":""},{"$f":"IFERROR(\n INDEX(FixtureComments,\n  SMALL(\n   IF(\n    FixtureInclude=\"x\",\n    ROW(FixtureComments)-ROW(Fixtures!$B$36)\n   ),\n   COLUMNS($D61:BK61)\n  )\n ),\"\")","v":""},{"$f":"IFERROR(\n INDEX(FixtureComments,\n  SMALL(\n   IF(\n    FixtureInclude=\"x\",\n    ROW(FixtureComments)-ROW(Fixtures!$B$36)\n   ),\n   COLUMNS($D61:BL61)\n  )\n ),\"\")","v":""},{"$f":"IFERROR(\n INDEX(FixtureComments,\n  SMALL(\n   IF(\n    FixtureInclude=\"x\",\n    ROW(FixtureComments)-ROW(Fixtures!$B$36)\n   ),\n   COLUMNS($D61:BM61)\n  )\n ),\"\")","v":""},{"$f":"IFERROR(\n INDEX(FixtureComments,\n  SMALL(\n   IF(\n    FixtureInclude=\"x\",\n    ROW(FixtureComments)-ROW(Fixtures!$B$36)\n   ),\n   COLUMNS($D61:BN61)\n  )\n ),\"\")","v":""},{"$f":"IFERROR(\n INDEX(FixtureComments,\n  SMALL(\n   IF(\n    FixtureInclude=\"x\",\n    ROW(FixtureComments)-ROW(Fixtures!$B$36)\n   ),\n   COLUMNS($D61:BO61)\n  )\n ),\"\")","v":""},{"$f":"IFERROR(\n INDEX(FixtureComments,\n  SMALL(\n   IF(\n    FixtureInclude=\"x\",\n    ROW(FixtureComments)-ROW(Fixtures!$B$36)\n   ),\n   COLUMNS($D61:BP61)\n  )\n ),\"\")","v":""},{"$f":"IFERROR(\n INDEX(FixtureComments,\n  SMALL(\n   IF(\n    FixtureInclude=\"x\",\n    ROW(FixtureComments)-ROW(Fixtures!$B$36)\n   ),\n   COLUMNS($D61:BQ61)\n  )\n ),\"\")","v":""},{"$f":"IFERROR(\n INDEX(FixtureComments,\n  SMALL(\n   IF(\n    FixtureInclude=\"x\",\n    ROW(FixtureComments)-ROW(Fixtures!$B$36)\n   ),\n   COLUMNS($D61:BR61)\n  )\n ),\"\")","v":""},{"$f":"IFERROR(\n INDEX(FixtureComments,\n  SMALL(\n   IF(\n    FixtureInclude=\"x\",\n    ROW(FixtureComments)-ROW(Fixtures!$B$36)\n   ),\n   COLUMNS($D61:BS61)\n  )\n ),\"\")","v":""},{"$f":"IFERROR(\n INDEX(FixtureComments,\n  SMALL(\n   IF(\n    FixtureInclude=\"x\",\n    ROW(FixtureComments)-ROW(Fixtures!$B$36)\n   ),\n   COLUMNS($D61:BT61)\n  )\n ),\"\")","v":""},{"$f":"IFERROR(\n INDEX(FixtureComments,\n  SMALL(\n   IF(\n    FixtureInclude=\"x\",\n    ROW(FixtureComments)-ROW(Fixtures!$B$36)\n   ),\n   COLUMNS($D61:BU61)\n  )\n ),\"\")","v":""},{"$f":"IFERROR(\n INDEX(FixtureComments,\n  SMALL(\n   IF(\n    FixtureInclude=\"x\",\n    ROW(FixtureComments)-ROW(Fixtures!$B$36)\n   ),\n   COLUMNS($D61:BV61)\n  )\n ),\"\")","v":""},{"$f":"IFERROR(\n INDEX(FixtureComments,\n  SMALL(\n   IF(\n    FixtureInclude=\"x\",\n    ROW(FixtureComments)-ROW(Fixtures!$B$36)\n   ),\n   COLUMNS($D61:BW61)\n  )\n ),\"\")","v":""},{"$f":"IFERROR(\n INDEX(FixtureComments,\n  SMALL(\n   IF(\n    FixtureInclude=\"x\",\n    ROW(FixtureComments)-ROW(Fixtures!$B$36)\n   ),\n   COLUMNS($D61:BX61)\n  )\n ),\"\")","v":""},{"$f":"IFERROR(\n INDEX(FixtureComments,\n  SMALL(\n   IF(\n    FixtureInclude=\"x\",\n    ROW(FixtureComments)-ROW(Fixtures!$B$36)\n   ),\n   COLUMNS($D61:BY61)\n  )\n ),\"\")","v":""},{"$f":"IFERROR(\n INDEX(FixtureComments,\n  SMALL(\n   IF(\n    FixtureInclude=\"x\",\n    ROW(FixtureComments)-ROW(Fixtures!$B$36)\n   ),\n   COLUMNS($D61:BZ61)\n  )\n ),\"\")","v":""},{"$f":"IFERROR(\n INDEX(FixtureComments,\n  SMALL(\n   IF(\n    FixtureInclude=\"x\",\n    ROW(FixtureComments)-ROW(Fixtures!$B$36)\n   ),\n   COLUMNS($D61:CA61)\n  )\n ),\"\")","v":""},{"$f":"IFERROR(\n INDEX(FixtureComments,\n  SMALL(\n   IF(\n    FixtureInclude=\"x\",\n    ROW(FixtureComments)-ROW(Fixtures!$B$36)\n   ),\n   COLUMNS($D61:CB61)\n  )\n ),\"\")","v":""},{"$f":"IFERROR(\n INDEX(FixtureComments,\n  SMALL(\n   IF(\n    FixtureInclude=\"x\",\n    ROW(FixtureComments)-ROW(Fixtures!$B$36)\n   ),\n   COLUMNS($D61:CC61)\n  )\n ),\"\")","v":""},{"$f":"IFERROR(\n INDEX(FixtureComments,\n  SMALL(\n   IF(\n    FixtureInclude=\"x\",\n    ROW(FixtureComments)-ROW(Fixtures!$B$36)\n   ),\n   COLUMNS($D61:CD61)\n  )\n ),\"\")","v":""},{"$f":"IFERROR(\n INDEX(FixtureComments,\n  SMALL(\n   IF(\n    FixtureInclude=\"x\",\n    ROW(FixtureComments)-ROW(Fixtures!$B$36)\n   ),\n   COLUMNS($D61:CE61)\n  )\n ),\"\")","v":""},{"$f":"IFERROR(\n INDEX(FixtureComments,\n  SMALL(\n   IF(\n    FixtureInclude=\"x\",\n    ROW(FixtureComments)-ROW(Fixtures!$B$36)\n   ),\n   COLUMNS($D61:CF61)\n  )\n ),\"\")","v":""},{"$f":"IFERROR(\n INDEX(FixtureComments,\n  SMALL(\n   IF(\n    FixtureInclude=\"x\",\n    ROW(FixtureComments)-ROW(Fixtures!$B$36)\n   ),\n   COLUMNS($D61:CG61)\n  )\n ),\"\")","v":""},{"$f":"IFERROR(\n INDEX(FixtureComments,\n  SMALL(\n   IF(\n    FixtureInclude=\"x\",\n    ROW(FixtureComments)-ROW(Fixtures!$B$36)\n   ),\n   COLUMNS($D61:CH61)\n  )\n ),\"\")","v":""},{"$f":"IFERROR(\n INDEX(FixtureComments,\n  SMALL(\n   IF(\n    FixtureInclude=\"x\",\n    ROW(FixtureComments)-ROW(Fixtures!$B$36)\n   ),\n   COLUMNS($D61:CI61)\n  )\n ),\"\")","v":""},{"$f":"IFERROR(\n INDEX(FixtureComments,\n  SMALL(\n   IF(\n    FixtureInclude=\"x\",\n    ROW(FixtureComments)-ROW(Fixtures!$B$36)\n   ),\n   COLUMNS($D61:CJ61)\n  )\n ),\"\")","v":""},{"$f":"IFERROR(\n INDEX(FixtureComments,\n  SMALL(\n   IF(\n    FixtureInclude=\"x\",\n    ROW(FixtureComments)-ROW(Fixtures!$B$36)\n   ),\n   COLUMNS($D61:CK61)\n  )\n ),\"\")","v":""},{"$f":"IFERROR(\n INDEX(FixtureComments,\n  SMALL(\n   IF(\n    FixtureInclude=\"x\",\n    ROW(FixtureComments)-ROW(Fixtures!$B$36)\n   ),\n   COLUMNS($D61:CL61)\n  )\n ),\"\")","v":""},{"$f":"IFERROR(\n INDEX(FixtureComments,\n  SMALL(\n   IF(\n    FixtureInclude=\"x\",\n    ROW(FixtureComments)-ROW(Fixtures!$B$36)\n   ),\n   COLUMNS($D61:CM61)\n  )\n ),\"\")","v":""},{"$f":"IFERROR(\n INDEX(FixtureComments,\n  SMALL(\n   IF(\n    FixtureInclude=\"x\",\n    ROW(FixtureComments)-ROW(Fixtures!$B$36)\n   ),\n   COLUMNS($D61:CN61)\n  )\n ),\"\")","v":""},{"$f":"IFERROR(\n INDEX(FixtureComments,\n  SMALL(\n   IF(\n    FixtureInclude=\"x\",\n    ROW(FixtureComments)-ROW(Fixtures!$B$36)\n   ),\n   COLUMNS($D61:CO61)\n  )\n ),\"\")","v":""},{"$f":"IFERROR(\n INDEX(FixtureComments,\n  SMALL(\n   IF(\n    FixtureInclude=\"x\",\n    ROW(FixtureComments)-ROW(Fixtures!$B$36)\n   ),\n   COLUMNS($D61:CP61)\n  )\n ),\"\")","v":""},{"$f":"IFERROR(\n INDEX(FixtureComments,\n  SMALL(\n   IF(\n    FixtureInclude=\"x\",\n    ROW(FixtureComments)-ROW(Fixtures!$B$36)\n   ),\n   COLUMNS($D61:CQ61)\n  )\n ),\"\")","v":""},{"$f":"IFERROR(\n INDEX(FixtureComments,\n  SMALL(\n   IF(\n    FixtureInclude=\"x\",\n    ROW(FixtureComments)-ROW(Fixtures!$B$36)\n   ),\n   COLUMNS($D61:CR61)\n  )\n ),\"\")","v":""},{"$f":"IFERROR(\n INDEX(FixtureComments,\n  SMALL(\n   IF(\n    FixtureInclude=\"x\",\n    ROW(FixtureComments)-ROW(Fixtures!$B$36)\n   ),\n   COLUMNS($D61:CS61)\n  )\n ),\"\")","v":""},{"$f":"IFERROR(\n INDEX(FixtureComments,\n  SMALL(\n   IF(\n    FixtureInclude=\"x\",\n    ROW(FixtureComments)-ROW(Fixtures!$B$36)\n   ),\n   COLUMNS($D61:CT61)\n  )\n ),\"\")","v":""},{"$f":"IFERROR(\n INDEX(FixtureComments,\n  SMALL(\n   IF(\n    FixtureInclude=\"x\",\n    ROW(FixtureComments)-ROW(Fixtures!$B$36)\n   ),\n   COLUMNS($D61:CU61)\n  )\n ),\"\")","v":""},{"$f":"IFERROR(\n INDEX(FixtureComments,\n  SMALL(\n   IF(\n    FixtureInclude=\"x\",\n    ROW(FixtureComments)-ROW(Fixtures!$B$36)\n   ),\n   COLUMNS($D61:CV61)\n  )\n ),\"\")","v":""},{"$f":"IFERROR(\n INDEX(FixtureComments,\n  SMALL(\n   IF(\n    FixtureInclude=\"x\",\n    ROW(FixtureComments)-ROW(Fixtures!$B$36)\n   ),\n   COLUMNS($D61:CW61)\n  )\n ),\"\")","v":""},{"$f":"IFERROR(\n INDEX(FixtureComments,\n  SMALL(\n   IF(\n    FixtureInclude=\"x\",\n    ROW(FixtureComments)-ROW(Fixtures!$B$36)\n   ),\n   COLUMNS($D61:CX61)\n  )\n ),\"\")","v":""},{"$f":"IFERROR(\n INDEX(FixtureComments,\n  SMALL(\n   IF(\n    FixtureInclude=\"x\",\n    ROW(FixtureComments)-ROW(Fixtures!$B$36)\n   ),\n   COLUMNS($D61:CY61)\n  )\n ),\"\")","v":""},{"$f":"IFERROR(\n INDEX(FixtureComments,\n  SMALL(\n   IF(\n    FixtureInclude=\"x\",\n    ROW(FixtureComments)-ROW(Fixtures!$B$36)\n   ),\n   COLUMNS($D61:CZ61)\n  )\n ),\"\")","v":""},{"$f":"IFERROR(\n INDEX(FixtureComments,\n  SMALL(\n   IF(\n    FixtureInclude=\"x\",\n    ROW(FixtureComments)-ROW(Fixtures!$B$36)\n   ),\n   COLUMNS($D61:DA61)\n  )\n ),\"\")","v":""},{"$f":"IFERROR(\n INDEX(FixtureComments,\n  SMALL(\n   IF(\n    FixtureInclude=\"x\",\n    ROW(FixtureComments)-ROW(Fixtures!$B$36)\n   ),\n   COLUMNS($D61:DB61)\n  )\n ),\"\")","v":""},{"$f":"IFERROR(\n INDEX(FixtureComments,\n  SMALL(\n   IF(\n    FixtureInclude=\"x\",\n    ROW(FixtureComments)-ROW(Fixtures!$B$36)\n   ),\n   COLUMNS($D61:DC61)\n  )\n ),\"\")","v":""},{"$f":"IFERROR(\n INDEX(FixtureComments,\n  SMALL(\n   IF(\n    FixtureInclude=\"x\",\n    ROW(FixtureComments)-ROW(Fixtures!$B$36)\n   ),\n   COLUMNS($D61:DD61)\n  )\n ),\"\")","v":""},{"$f":"IFERROR(\n INDEX(FixtureComments,\n  SMALL(\n   IF(\n    FixtureInclude=\"x\",\n    ROW(FixtureComments)-ROW(Fixtures!$B$36)\n   ),\n   COLUMNS($D61:DE61)\n  )\n ),\"\")","v":""},{"$f":"IFERROR(\n INDEX(FixtureComments,\n  SMALL(\n   IF(\n    FixtureInclude=\"x\",\n    ROW(FixtureComments)-ROW(Fixtures!$B$36)\n   ),\n   COLUMNS($D61:DF61)\n  )\n ),\"\")","v":""},{"$f":"IFERROR(\n INDEX(FixtureComments,\n  SMALL(\n   IF(\n    FixtureInclude=\"x\",\n    ROW(FixtureComments)-ROW(Fixtures!$B$36)\n   ),\n   COLUMNS($D61:DG61)\n  )\n ),\"\")","v":""},{"$f":"IFERROR(\n INDEX(FixtureComments,\n  SMALL(\n   IF(\n    FixtureInclude=\"x\",\n    ROW(FixtureComments)-ROW(Fixtures!$B$36)\n   ),\n   COLUMNS($D61:DH61)\n  )\n ),\"\")","v":""}]
[null,{"$f":"Fixtures!E22","v":"Watts"},{"$f":"Fixtures!F22","v":"?"},{"$f":"IFERROR(\n INDEX(FixtureWatts,\n  SMALL(\n   IF(\n    FixtureInclude=\"x\",\n    ROW(FixtureWatts)-ROW(Fixtures!$B$36)\n   ),\n   COLUMNS($D62:D62)\n  )\n ),\"\")","v":""},{"$f":"IFERROR(\n INDEX(FixtureWatts,\n  SMALL(\n   IF(\n    FixtureInclude=\"x\",\n    ROW(FixtureWatts)-ROW(Fixtures!$B$36)\n   ),\n   COLUMNS($D62:E62)\n  )\n ),\"\")","v":""},{"$f":"IFERROR(\n INDEX(FixtureWatts,\n  SMALL(\n   IF(\n    FixtureInclude=\"x\",\n    ROW(FixtureWatts)-ROW(Fixtures!$B$36)\n   ),\n   COLUMNS($D62:F62)\n  )\n ),\"\")","v":""},{"$f":"IFERROR(\n INDEX(FixtureWatts,\n  SMALL(\n   IF(\n    FixtureInclude=\"x\",\n    ROW(FixtureWatts)-ROW(Fixtures!$B$36)\n   ),\n   COLUMNS($D62:G62)\n  )\n ),\"\")","v":""},{"$f":"IFERROR(\n INDEX(FixtureWatts,\n  SMALL(\n   IF(\n    FixtureInclude=\"x\",\n    ROW(FixtureWatts)-ROW(Fixtures!$B$36)\n   ),\n   COLUMNS($D62:H62)\n  )\n ),\"\")","v":""},{"$f":"IFERROR(\n INDEX(FixtureWatts,\n  SMALL(\n   IF(\n    FixtureInclude=\"x\",\n    ROW(FixtureWatts)-ROW(Fixtures!$B$36)\n   ),\n   COLUMNS($D62:I62)\n  )\n ),\"\")","v":""},{"$f":"IFERROR(\n INDEX(FixtureWatts,\n  SMALL(\n   IF(\n    FixtureInclude=\"x\",\n    ROW(FixtureWatts)-ROW(Fixtures!$B$36)\n   ),\n   COLUMNS($D62:J62)\n  )\n ),\"\")","v":""},{"$f":"IFERROR(\n INDEX(FixtureWatts,\n  SMALL(\n   IF(\n    FixtureInclude=\"x\",\n    ROW(FixtureWatts)-ROW(Fixtures!$B$36)\n   ),\n   COLUMNS($D62:K62)\n  )\n ),\"\")","v":""},{"$f":"IFERROR(\n INDEX(FixtureWatts,\n  SMALL(\n   IF(\n    FixtureInclude=\"x\",\n    ROW(FixtureWatts)-ROW(Fixtures!$B$36)\n   ),\n   COLUMNS($D62:L62)\n  )\n ),\"\")","v":""},{"$f":"IFERROR(\n INDEX(FixtureWatts,\n  SMALL(\n   IF(\n    FixtureInclude=\"x\",\n    ROW(FixtureWatts)-ROW(Fixtures!$B$36)\n   ),\n   COLUMNS($D62:M62)\n  )\n ),\"\")","v":""},{"$f":"IFERROR(\n INDEX(FixtureWatts,\n  SMALL(\n   IF(\n    FixtureInclude=\"x\",\n    ROW(FixtureWatts)-ROW(Fixtures!$B$36)\n   ),\n   COLUMNS($D62:N62)\n  )\n ),\"\")","v":""},{"$f":"IFERROR(\n INDEX(FixtureWatts,\n  SMALL(\n   IF(\n    FixtureInclude=\"x\",\n    ROW(FixtureWatts)-ROW(Fixtures!$B$36)\n   ),\n   COLUMNS($D62:O62)\n  )\n ),\"\")","v":""},{"$f":"IFERROR(\n INDEX(FixtureWatts,\n  SMALL(\n   IF(\n    FixtureInclude=\"x\",\n    ROW(FixtureWatts)-ROW(Fixtures!$B$36)\n   ),\n   COLUMNS($D62:P62)\n  )\n ),\"\")","v":""},{"$f":"IFERROR(\n INDEX(FixtureWatts,\n  SMALL(\n   IF(\n    FixtureInclude=\"x\",\n    ROW(FixtureWatts)-ROW(Fixtures!$B$36)\n   ),\n   COLUMNS($D62:Q62)\n  )\n ),\"\")","v":""},{"$f":"IFERROR(\n INDEX(FixtureWatts,\n  SMALL(\n   IF(\n    FixtureInclude=\"x\",\n    ROW(FixtureWatts)-ROW(Fixtures!$B$36)\n   ),\n   COLUMNS($D62:R62)\n  )\n ),\"\")","v":""},{"$f":"IFERROR(\n INDEX(FixtureWatts,\n  SMALL(\n   IF(\n    FixtureInclude=\"x\",\n    ROW(FixtureWatts)-ROW(Fixtures!$B$36)\n   ),\n   COLUMNS($D62:S62)\n  )\n ),\"\")","v":""},{"$f":"IFERROR(\n INDEX(FixtureWatts,\n  SMALL(\n   IF(\n    FixtureInclude=\"x\",\n    ROW(FixtureWatts)-ROW(Fixtures!$B$36)\n   ),\n   COLUMNS($D62:T62)\n  )\n ),\"\")","v":""},{"$f":"IFERROR(\n INDEX(FixtureWatts,\n  SMALL(\n   IF(\n    FixtureInclude=\"x\",\n    ROW(FixtureWatts)-ROW(Fixtures!$B$36)\n   ),\n   COLUMNS($D62:U62)\n  )\n ),\"\")","v":""},{"$f":"IFERROR(\n INDEX(FixtureWatts,\n  SMALL(\n   IF(\n    FixtureInclude=\"x\",\n    ROW(FixtureWatts)-ROW(Fixtures!$B$36)\n   ),\n   COLUMNS($D62:V62)\n  )\n ),\"\")","v":""},{"$f":"IFERROR(\n INDEX(FixtureWatts,\n  SMALL(\n   IF(\n    FixtureInclude=\"x\",\n    ROW(FixtureWatts)-ROW(Fixtures!$B$36)\n   ),\n   COLUMNS($D62:W62)\n  )\n ),\"\")","v":""},{"$f":"IFERROR(\n INDEX(FixtureWatts,\n  SMALL(\n   IF(\n    FixtureInclude=\"x\",\n    ROW(FixtureWatts)-ROW(Fixtures!$B$36)\n   ),\n   COLUMNS($D62:X62)\n  )\n ),\"\")","v":""},{"$f":"IFERROR(\n INDEX(FixtureWatts,\n  SMALL(\n   IF(\n    FixtureInclude=\"x\",\n    ROW(FixtureWatts)-ROW(Fixtures!$B$36)\n   ),\n   COLUMNS($D62:Y62)\n  )\n ),\"\")","v":""},{"$f":"IFERROR(\n INDEX(FixtureWatts,\n  SMALL(\n   IF(\n    FixtureInclude=\"x\",\n    ROW(FixtureWatts)-ROW(Fixtures!$B$36)\n   ),\n   COLUMNS($D62:Z62)\n  )\n ),\"\")","v":""},{"$f":"IFERROR(\n INDEX(FixtureWatts,\n  SMALL(\n   IF(\n    FixtureInclude=\"x\",\n    ROW(FixtureWatts)-ROW(Fixtures!$B$36)\n   ),\n   COLUMNS($D62:AA62)\n  )\n ),\"\")","v":""},{"$f":"IFERROR(\n INDEX(FixtureWatts,\n  SMALL(\n   IF(\n    FixtureInclude=\"x\",\n    ROW(FixtureWatts)-ROW(Fixtures!$B$36)\n   ),\n   COLUMNS($D62:AB62)\n  )\n ),\"\")","v":""},{"$f":"IFERROR(\n INDEX(FixtureWatts,\n  SMALL(\n   IF(\n    FixtureInclude=\"x\",\n    ROW(FixtureWatts)-ROW(Fixtures!$B$36)\n   ),\n   COLUMNS($D62:AC62)\n  )\n ),\"\")","v":""},{"$f":"IFERROR(\n INDEX(FixtureWatts,\n  SMALL(\n   IF(\n    FixtureInclude=\"x\",\n    ROW(FixtureWatts)-ROW(Fixtures!$B$36)\n   ),\n   COLUMNS($D62:AD62)\n  )\n ),\"\")","v":""},{"$f":"IFERROR(\n INDEX(FixtureWatts,\n  SMALL(\n   IF(\n    FixtureInclude=\"x\",\n    ROW(FixtureWatts)-ROW(Fixtures!$B$36)\n   ),\n   COLUMNS($D62:AE62)\n  )\n ),\"\")","v":""},{"$f":"IFERROR(\n INDEX(FixtureWatts,\n  SMALL(\n   IF(\n    FixtureInclude=\"x\",\n    ROW(FixtureWatts)-ROW(Fixtures!$B$36)\n   ),\n   COLUMNS($D62:AF62)\n  )\n ),\"\")","v":""},{"$f":"IFERROR(\n INDEX(FixtureWatts,\n  SMALL(\n   IF(\n    FixtureInclude=\"x\",\n    ROW(FixtureWatts)-ROW(Fixtures!$B$36)\n   ),\n   COLUMNS($D62:AG62)\n  )\n ),\"\")","v":""},{"$f":"IFERROR(\n INDEX(FixtureWatts,\n  SMALL(\n   IF(\n    FixtureInclude=\"x\",\n    ROW(FixtureWatts)-ROW(Fixtures!$B$36)\n   ),\n   COLUMNS($D62:AH62)\n  )\n ),\"\")","v":""},{"$f":"IFERROR(\n INDEX(FixtureWatts,\n  SMALL(\n   IF(\n    FixtureInclude=\"x\",\n    ROW(FixtureWatts)-ROW(Fixtures!$B$36)\n   ),\n   COLUMNS($D62:AI62)\n  )\n ),\"\")","v":""},{"$f":"IFERROR(\n INDEX(FixtureWatts,\n  SMALL(\n   IF(\n    FixtureInclude=\"x\",\n    ROW(FixtureWatts)-ROW(Fixtures!$B$36)\n   ),\n   COLUMNS($D62:AJ62)\n  )\n ),\"\")","v":""},{"$f":"IFERROR(\n INDEX(FixtureWatts,\n  SMALL(\n   IF(\n    FixtureInclude=\"x\",\n    ROW(FixtureWatts)-ROW(Fixtures!$B$36)\n   ),\n   COLUMNS($D62:AK62)\n  )\n ),\"\")","v":""},{"$f":"IFERROR(\n INDEX(FixtureWatts,\n  SMALL(\n   IF(\n    FixtureInclude=\"x\",\n    ROW(FixtureWatts)-ROW(Fixtures!$B$36)\n   ),\n   COLUMNS($D62:AL62)\n  )\n ),\"\")","v":""},{"$f":"IFERROR(\n INDEX(FixtureWatts,\n  SMALL(\n   IF(\n    FixtureInclude=\"x\",\n    ROW(FixtureWatts)-ROW(Fixtures!$B$36)\n   ),\n   COLUMNS($D62:AM62)\n  )\n ),\"\")","v":""},{"$f":"IFERROR(\n INDEX(FixtureWatts,\n  SMALL(\n   IF(\n    FixtureInclude=\"x\",\n    ROW(FixtureWatts)-ROW(Fixtures!$B$36)\n   ),\n   COLUMNS($D62:AN62)\n  )\n ),\"\")","v":""},{"$f":"IFERROR(\n INDEX(FixtureWatts,\n  SMALL(\n   IF(\n    FixtureInclude=\"x\",\n    ROW(FixtureWatts)-ROW(Fixtures!$B$36)\n   ),\n   COLUMNS($D62:AO62)\n  )\n ),\"\")","v":""},{"$f":"IFERROR(\n INDEX(FixtureWatts,\n  SMALL(\n   IF(\n    FixtureInclude=\"x\",\n    ROW(FixtureWatts)-ROW(Fixtures!$B$36)\n   ),\n   COLUMNS($D62:AP62)\n  )\n ),\"\")","v":""},{"$f":"IFERROR(\n INDEX(FixtureWatts,\n  SMALL(\n   IF(\n    FixtureInclude=\"x\",\n    ROW(FixtureWatts)-ROW(Fixtures!$B$36)\n   ),\n   COLUMNS($D62:AQ62)\n  )\n ),\"\")","v":""},{"$f":"IFERROR(\n INDEX(FixtureWatts,\n  SMALL(\n   IF(\n    FixtureInclude=\"x\",\n    ROW(FixtureWatts)-ROW(Fixtures!$B$36)\n   ),\n   COLUMNS($D62:AR62)\n  )\n ),\"\")","v":""},{"$f":"IFERROR(\n INDEX(FixtureWatts,\n  SMALL(\n   IF(\n    FixtureInclude=\"x\",\n    ROW(FixtureWatts)-ROW(Fixtures!$B$36)\n   ),\n   COLUMNS($D62:AS62)\n  )\n ),\"\")","v":""},{"$f":"IFERROR(\n INDEX(FixtureWatts,\n  SMALL(\n   IF(\n    FixtureInclude=\"x\",\n    ROW(FixtureWatts)-ROW(Fixtures!$B$36)\n   ),\n   COLUMNS($D62:AT62)\n  )\n ),\"\")","v":""},{"$f":"IFERROR(\n INDEX(FixtureWatts,\n  SMALL(\n   IF(\n    FixtureInclude=\"x\",\n    ROW(FixtureWatts)-ROW(Fixtures!$B$36)\n   ),\n   COLUMNS($D62:AU62)\n  )\n ),\"\")","v":""},{"$f":"IFERROR(\n INDEX(FixtureWatts,\n  SMALL(\n   IF(\n    FixtureInclude=\"x\",\n    ROW(FixtureWatts)-ROW(Fixtures!$B$36)\n   ),\n   COLUMNS($D62:AV62)\n  )\n ),\"\")","v":""},{"$f":"IFERROR(\n INDEX(FixtureWatts,\n  SMALL(\n   IF(\n    FixtureInclude=\"x\",\n    ROW(FixtureWatts)-ROW(Fixtures!$B$36)\n   ),\n   COLUMNS($D62:AW62)\n  )\n ),\"\")","v":""},{"$f":"IFERROR(\n INDEX(FixtureWatts,\n  SMALL(\n   IF(\n    FixtureInclude=\"x\",\n    ROW(FixtureWatts)-ROW(Fixtures!$B$36)\n   ),\n   COLUMNS($D62:AX62)\n  )\n ),\"\")","v":""},{"$f":"IFERROR(\n INDEX(FixtureWatts,\n  SMALL(\n   IF(\n    FixtureInclude=\"x\",\n    ROW(FixtureWatts)-ROW(Fixtures!$B$36)\n   ),\n   COLUMNS($D62:AY62)\n  )\n ),\"\")","v":""},{"$f":"IFERROR(\n INDEX(FixtureWatts,\n  SMALL(\n   IF(\n    FixtureInclude=\"x\",\n    ROW(FixtureWatts)-ROW(Fixtures!$B$36)\n   ),\n   COLUMNS($D62:AZ62)\n  )\n ),\"\")","v":""},{"$f":"IFERROR(\n INDEX(FixtureWatts,\n  SMALL(\n   IF(\n    FixtureInclude=\"x\",\n    ROW(FixtureWatts)-ROW(Fixtures!$B$36)\n   ),\n   COLUMNS($D62:BA62)\n  )\n ),\"\")","v":""},{"$f":"IFERROR(\n INDEX(FixtureWatts,\n  SMALL(\n   IF(\n    FixtureInclude=\"x\",\n    ROW(FixtureWatts)-ROW(Fixtures!$B$36)\n   ),\n   COLUMNS($D62:BB62)\n  )\n ),\"\")","v":""},{"$f":"IFERROR(\n INDEX(FixtureWatts,\n  SMALL(\n   IF(\n    FixtureInclude=\"x\",\n    ROW(FixtureWatts)-ROW(Fixtures!$B$36)\n   ),\n   COLUMNS($D62:BC62)\n  )\n ),\"\")","v":""},{"$f":"IFERROR(\n INDEX(FixtureWatts,\n  SMALL(\n   IF(\n    FixtureInclude=\"x\",\n    ROW(FixtureWatts)-ROW(Fixtures!$B$36)\n   ),\n   COLUMNS($D62:BD62)\n  )\n ),\"\")","v":""},{"$f":"IFERROR(\n INDEX(FixtureWatts,\n  SMALL(\n   IF(\n    FixtureInclude=\"x\",\n    ROW(FixtureWatts)-ROW(Fixtures!$B$36)\n   ),\n   COLUMNS($D62:BE62)\n  )\n ),\"\")","v":""},{"$f":"IFERROR(\n INDEX(FixtureWatts,\n  SMALL(\n   IF(\n    FixtureInclude=\"x\",\n    ROW(FixtureWatts)-ROW(Fixtures!$B$36)\n   ),\n   COLUMNS($D62:BF62)\n  )\n ),\"\")","v":""},{"$f":"IFERROR(\n INDEX(FixtureWatts,\n  SMALL(\n   IF(\n    FixtureInclude=\"x\",\n    ROW(FixtureWatts)-ROW(Fixtures!$B$36)\n   ),\n   COLUMNS($D62:BG62)\n  )\n ),\"\")","v":""},{"$f":"IFERROR(\n INDEX(FixtureWatts,\n  SMALL(\n   IF(\n    FixtureInclude=\"x\",\n    ROW(FixtureWatts)-ROW(Fixtures!$B$36)\n   ),\n   COLUMNS($D62:BH62)\n  )\n ),\"\")","v":""},{"$f":"IFERROR(\n INDEX(FixtureWatts,\n  SMALL(\n   IF(\n    FixtureInclude=\"x\",\n    ROW(FixtureWatts)-ROW(Fixtures!$B$36)\n   ),\n   COLUMNS($D62:BI62)\n  )\n ),\"\")","v":""},{"$f":"IFERROR(\n INDEX(FixtureWatts,\n  SMALL(\n   IF(\n    FixtureInclude=\"x\",\n    ROW(FixtureWatts)-ROW(Fixtures!$B$36)\n   ),\n   COLUMNS($D62:BJ62)\n  )\n ),\"\")","v":""},{"$f":"IFERROR(\n INDEX(FixtureWatts,\n  SMALL(\n   IF(\n    FixtureInclude=\"x\",\n    ROW(FixtureWatts)-ROW(Fixtures!$B$36)\n   ),\n   COLUMNS($D62:BK62)\n  )\n ),\"\")","v":""},{"$f":"IFERROR(\n INDEX(FixtureWatts,\n  SMALL(\n   IF(\n    FixtureInclude=\"x\",\n    ROW(FixtureWatts)-ROW(Fixtures!$B$36)\n   ),\n   COLUMNS($D62:BL62)\n  )\n ),\"\")","v":""},{"$f":"IFERROR(\n INDEX(FixtureWatts,\n  SMALL(\n   IF(\n    FixtureInclude=\"x\",\n    ROW(FixtureWatts)-ROW(Fixtures!$B$36)\n   ),\n   COLUMNS($D62:BM62)\n  )\n ),\"\")","v":""},{"$f":"IFERROR(\n INDEX(FixtureWatts,\n  SMALL(\n   IF(\n    FixtureInclude=\"x\",\n    ROW(FixtureWatts)-ROW(Fixtures!$B$36)\n   ),\n   COLUMNS($D62:BN62)\n  )\n ),\"\")","v":""},{"$f":"IFERROR(\n INDEX(FixtureWatts,\n  SMALL(\n   IF(\n    FixtureInclude=\"x\",\n    ROW(FixtureWatts)-ROW(Fixtures!$B$36)\n   ),\n   COLUMNS($D62:BO62)\n  )\n ),\"\")","v":""},{"$f":"IFERROR(\n INDEX(FixtureWatts,\n  SMALL(\n   IF(\n    FixtureInclude=\"x\",\n    ROW(FixtureWatts)-ROW(Fixtures!$B$36)\n   ),\n   COLUMNS($D62:BP62)\n  )\n ),\"\")","v":""},{"$f":"IFERROR(\n INDEX(FixtureWatts,\n  SMALL(\n   IF(\n    FixtureInclude=\"x\",\n    ROW(FixtureWatts)-ROW(Fixtures!$B$36)\n   ),\n   COLUMNS($D62:BQ62)\n  )\n ),\"\")","v":""},{"$f":"IFERROR(\n INDEX(FixtureWatts,\n  SMALL(\n   IF(\n    FixtureInclude=\"x\",\n    ROW(FixtureWatts)-ROW(Fixtures!$B$36)\n   ),\n   COLUMNS($D62:BR62)\n  )\n ),\"\")","v":""},{"$f":"IFERROR(\n INDEX(FixtureWatts,\n  SMALL(\n   IF(\n    FixtureInclude=\"x\",\n    ROW(FixtureWatts)-ROW(Fixtures!$B$36)\n   ),\n   COLUMNS($D62:BS62)\n  )\n ),\"\")","v":""},{"$f":"IFERROR(\n INDEX(FixtureWatts,\n  SMALL(\n   IF(\n    FixtureInclude=\"x\",\n    ROW(FixtureWatts)-ROW(Fixtures!$B$36)\n   ),\n   COLUMNS($D62:BT62)\n  )\n ),\"\")","v":""},{"$f":"IFERROR(\n INDEX(FixtureWatts,\n  SMALL(\n   IF(\n    FixtureInclude=\"x\",\n    ROW(FixtureWatts)-ROW(Fixtures!$B$36)\n   ),\n   COLUMNS($D62:BU62)\n  )\n ),\"\")","v":""},{"$f":"IFERROR(\n INDEX(FixtureWatts,\n  SMALL(\n   IF(\n    FixtureInclude=\"x\",\n    ROW(FixtureWatts)-ROW(Fixtures!$B$36)\n   ),\n   COLUMNS($D62:BV62)\n  )\n ),\"\")","v":""},{"$f":"IFERROR(\n INDEX(FixtureWatts,\n  SMALL(\n   IF(\n    FixtureInclude=\"x\",\n    ROW(FixtureWatts)-ROW(Fixtures!$B$36)\n   ),\n   COLUMNS($D62:BW62)\n  )\n ),\"\")","v":""},{"$f":"IFERROR(\n INDEX(FixtureWatts,\n  SMALL(\n   IF(\n    FixtureInclude=\"x\",\n    ROW(FixtureWatts)-ROW(Fixtures!$B$36)\n   ),\n   COLUMNS($D62:BX62)\n  )\n ),\"\")","v":""},{"$f":"IFERROR(\n INDEX(FixtureWatts,\n  SMALL(\n   IF(\n    FixtureInclude=\"x\",\n    ROW(FixtureWatts)-ROW(Fixtures!$B$36)\n   ),\n   COLUMNS($D62:BY62)\n  )\n ),\"\")","v":""},{"$f":"IFERROR(\n INDEX(FixtureWatts,\n  SMALL(\n   IF(\n    FixtureInclude=\"x\",\n    ROW(FixtureWatts)-ROW(Fixtures!$B$36)\n   ),\n   COLUMNS($D62:BZ62)\n  )\n ),\"\")","v":""},{"$f":"IFERROR(\n INDEX(FixtureWatts,\n  SMALL(\n   IF(\n    FixtureInclude=\"x\",\n    ROW(FixtureWatts)-ROW(Fixtures!$B$36)\n   ),\n   COLUMNS($D62:CA62)\n  )\n ),\"\")","v":""},{"$f":"IFERROR(\n INDEX(FixtureWatts,\n  SMALL(\n   IF(\n    FixtureInclude=\"x\",\n    ROW(FixtureWatts)-ROW(Fixtures!$B$36)\n   ),\n   COLUMNS($D62:CB62)\n  )\n ),\"\")","v":""},{"$f":"IFERROR(\n INDEX(FixtureWatts,\n  SMALL(\n   IF(\n    FixtureInclude=\"x\",\n    ROW(FixtureWatts)-ROW(Fixtures!$B$36)\n   ),\n   COLUMNS($D62:CC62)\n  )\n ),\"\")","v":""},{"$f":"IFERROR(\n INDEX(FixtureWatts,\n  SMALL(\n   IF(\n    FixtureInclude=\"x\",\n    ROW(FixtureWatts)-ROW(Fixtures!$B$36)\n   ),\n   COLUMNS($D62:CD62)\n  )\n ),\"\")","v":""},{"$f":"IFERROR(\n INDEX(FixtureWatts,\n  SMALL(\n   IF(\n    FixtureInclude=\"x\",\n    ROW(FixtureWatts)-ROW(Fixtures!$B$36)\n   ),\n   COLUMNS($D62:CE62)\n  )\n ),\"\")","v":""},{"$f":"IFERROR(\n INDEX(FixtureWatts,\n  SMALL(\n   IF(\n    FixtureInclude=\"x\",\n    ROW(FixtureWatts)-ROW(Fixtures!$B$36)\n   ),\n   COLUMNS($D62:CF62)\n  )\n ),\"\")","v":""},{"$f":"IFERROR(\n INDEX(FixtureWatts,\n  SMALL(\n   IF(\n    FixtureInclude=\"x\",\n    ROW(FixtureWatts)-ROW(Fixtures!$B$36)\n   ),\n   COLUMNS($D62:CG62)\n  )\n ),\"\")","v":""},{"$f":"IFERROR(\n INDEX(FixtureWatts,\n  SMALL(\n   IF(\n    FixtureInclude=\"x\",\n    ROW(FixtureWatts)-ROW(Fixtures!$B$36)\n   ),\n   COLUMNS($D62:CH62)\n  )\n ),\"\")","v":""},{"$f":"IFERROR(\n INDEX(FixtureWatts,\n  SMALL(\n   IF(\n    FixtureInclude=\"x\",\n    ROW(FixtureWatts)-ROW(Fixtures!$B$36)\n   ),\n   COLUMNS($D62:CI62)\n  )\n ),\"\")","v":""},{"$f":"IFERROR(\n INDEX(FixtureWatts,\n  SMALL(\n   IF(\n    FixtureInclude=\"x\",\n    ROW(FixtureWatts)-ROW(Fixtures!$B$36)\n   ),\n   COLUMNS($D62:CJ62)\n  )\n ),\"\")","v":""},{"$f":"IFERROR(\n INDEX(FixtureWatts,\n  SMALL(\n   IF(\n    FixtureInclude=\"x\",\n    ROW(FixtureWatts)-ROW(Fixtures!$B$36)\n   ),\n   COLUMNS($D62:CK62)\n  )\n ),\"\")","v":""},{"$f":"IFERROR(\n INDEX(FixtureWatts,\n  SMALL(\n   IF(\n    FixtureInclude=\"x\",\n    ROW(FixtureWatts)-ROW(Fixtures!$B$36)\n   ),\n   COLUMNS($D62:CL62)\n  )\n ),\"\")","v":""},{"$f":"IFERROR(\n INDEX(FixtureWatts,\n  SMALL(\n   IF(\n    FixtureInclude=\"x\",\n    ROW(FixtureWatts)-ROW(Fixtures!$B$36)\n   ),\n   COLUMNS($D62:CM62)\n  )\n ),\"\")","v":""},{"$f":"IFERROR(\n INDEX(FixtureWatts,\n  SMALL(\n   IF(\n    FixtureInclude=\"x\",\n    ROW(FixtureWatts)-ROW(Fixtures!$B$36)\n   ),\n   COLUMNS($D62:CN62)\n  )\n ),\"\")","v":""},{"$f":"IFERROR(\n INDEX(FixtureWatts,\n  SMALL(\n   IF(\n    FixtureInclude=\"x\",\n    ROW(FixtureWatts)-ROW(Fixtures!$B$36)\n   ),\n   COLUMNS($D62:CO62)\n  )\n ),\"\")","v":""},{"$f":"IFERROR(\n INDEX(FixtureWatts,\n  SMALL(\n   IF(\n    FixtureInclude=\"x\",\n    ROW(FixtureWatts)-ROW(Fixtures!$B$36)\n   ),\n   COLUMNS($D62:CP62)\n  )\n ),\"\")","v":""},{"$f":"IFERROR(\n INDEX(FixtureWatts,\n  SMALL(\n   IF(\n    FixtureInclude=\"x\",\n    ROW(FixtureWatts)-ROW(Fixtures!$B$36)\n   ),\n   COLUMNS($D62:CQ62)\n  )\n ),\"\")","v":""},{"$f":"IFERROR(\n INDEX(FixtureWatts,\n  SMALL(\n   IF(\n    FixtureInclude=\"x\",\n    ROW(FixtureWatts)-ROW(Fixtures!$B$36)\n   ),\n   COLUMNS($D62:CR62)\n  )\n ),\"\")","v":""},{"$f":"IFERROR(\n INDEX(FixtureWatts,\n  SMALL(\n   IF(\n    FixtureInclude=\"x\",\n    ROW(FixtureWatts)-ROW(Fixtures!$B$36)\n   ),\n   COLUMNS($D62:CS62)\n  )\n ),\"\")","v":""},{"$f":"IFERROR(\n INDEX(FixtureWatts,\n  SMALL(\n   IF(\n    FixtureInclude=\"x\",\n    ROW(FixtureWatts)-ROW(Fixtures!$B$36)\n   ),\n   COLUMNS($D62:CT62)\n  )\n ),\"\")","v":""},{"$f":"IFERROR(\n INDEX(FixtureWatts,\n  SMALL(\n   IF(\n    FixtureInclude=\"x\",\n    ROW(FixtureWatts)-ROW(Fixtures!$B$36)\n   ),\n   COLUMNS($D62:CU62)\n  )\n ),\"\")","v":""},{"$f":"IFERROR(\n INDEX(FixtureWatts,\n  SMALL(\n   IF(\n    FixtureInclude=\"x\",\n    ROW(FixtureWatts)-ROW(Fixtures!$B$36)\n   ),\n   COLUMNS($D62:CV62)\n  )\n ),\"\")","v":""},{"$f":"IFERROR(\n INDEX(FixtureWatts,\n  SMALL(\n   IF(\n    FixtureInclude=\"x\",\n    ROW(FixtureWatts)-ROW(Fixtures!$B$36)\n   ),\n   COLUMNS($D62:CW62)\n  )\n ),\"\")","v":""},{"$f":"IFERROR(\n INDEX(FixtureWatts,\n  SMALL(\n   IF(\n    FixtureInclude=\"x\",\n    ROW(FixtureWatts)-ROW(Fixtures!$B$36)\n   ),\n   COLUMNS($D62:CX62)\n  )\n ),\"\")","v":""},{"$f":"IFERROR(\n INDEX(FixtureWatts,\n  SMALL(\n   IF(\n    FixtureInclude=\"x\",\n    ROW(FixtureWatts)-ROW(Fixtures!$B$36)\n   ),\n   COLUMNS($D62:CY62)\n  )\n ),\"\")","v":""},{"$f":"IFERROR(\n INDEX(FixtureWatts,\n  SMALL(\n   IF(\n    FixtureInclude=\"x\",\n    ROW(FixtureWatts)-ROW(Fixtures!$B$36)\n   ),\n   COLUMNS($D62:CZ62)\n  )\n ),\"\")","v":""},{"$f":"IFERROR(\n INDEX(FixtureWatts,\n  SMALL(\n   IF(\n    FixtureInclude=\"x\",\n    ROW(FixtureWatts)-ROW(Fixtures!$B$36)\n   ),\n   COLUMNS($D62:DA62)\n  )\n ),\"\")","v":""},{"$f":"IFERROR(\n INDEX(FixtureWatts,\n  SMALL(\n   IF(\n    FixtureInclude=\"x\",\n    ROW(FixtureWatts)-ROW(Fixtures!$B$36)\n   ),\n   COLUMNS($D62:DB62)\n  )\n ),\"\")","v":""},{"$f":"IFERROR(\n INDEX(FixtureWatts,\n  SMALL(\n   IF(\n    FixtureInclude=\"x\",\n    ROW(FixtureWatts)-ROW(Fixtures!$B$36)\n   ),\n   COLUMNS($D62:DC62)\n  )\n ),\"\")","v":""},{"$f":"IFERROR(\n INDEX(FixtureWatts,\n  SMALL(\n   IF(\n    FixtureInclude=\"x\",\n    ROW(FixtureWatts)-ROW(Fixtures!$B$36)\n   ),\n   COLUMNS($D62:DD62)\n  )\n ),\"\")","v":""},{"$f":"IFERROR(\n INDEX(FixtureWatts,\n  SMALL(\n   IF(\n    FixtureInclude=\"x\",\n    ROW(FixtureWatts)-ROW(Fixtures!$B$36)\n   ),\n   COLUMNS($D62:DE62)\n  )\n ),\"\")","v":""},{"$f":"IFERROR(\n INDEX(FixtureWatts,\n  SMALL(\n   IF(\n    FixtureInclude=\"x\",\n    ROW(FixtureWatts)-ROW(Fixtures!$B$36)\n   ),\n   COLUMNS($D62:DF62)\n  )\n ),\"\")","v":""},{"$f":"IFERROR(\n INDEX(FixtureWatts,\n  SMALL(\n   IF(\n    FixtureInclude=\"x\",\n    ROW(FixtureWatts)-ROW(Fixtures!$B$36)\n   ),\n   COLUMNS($D62:DG62)\n  )\n ),\"\")","v":""},{"$f":"IFERROR(\n INDEX(FixtureWatts,\n  SMALL(\n   IF(\n    FixtureInclude=\"x\",\n    ROW(FixtureWatts)-ROW(Fixtures!$B$36)\n   ),\n   COLUMNS($D62:DH62)\n  )\n ),\"\")","v":""}]
[null,{"$f":"Fixtures!E23","v":"Equipment Cost ($/fixture)"},{"$f":"Fixtures!F23","v":0},{"$f":"IFERROR(\n INDEX(FixtureEqCosts,\n  SMALL(\n   IF(\n    FixtureInclude=\"x\",\n    ROW(FixtureEqCosts)-ROW(Fixtures!$B$36)\n   ),\n   COLUMNS($D63:D63)\n  )\n ),\"\")","v":""},{"$f":"IFERROR(\n INDEX(FixtureEqCosts,\n  SMALL(\n   IF(\n    FixtureInclude=\"x\",\n    ROW(FixtureEqCosts)-ROW(Fixtures!$B$36)\n   ),\n   COLUMNS($D63:E63)\n  )\n ),\"\")","v":""},{"$f":"IFERROR(\n INDEX(FixtureEqCosts,\n  SMALL(\n   IF(\n    FixtureInclude=\"x\",\n    ROW(FixtureEqCosts)-ROW(Fixtures!$B$36)\n   ),\n   COLUMNS($D63:F63)\n  )\n ),\"\")","v":""},{"$f":"IFERROR(\n INDEX(FixtureEqCosts,\n  SMALL(\n   IF(\n    FixtureInclude=\"x\",\n    ROW(FixtureEqCosts)-ROW(Fixtures!$B$36)\n   ),\n   COLUMNS($D63:G63)\n  )\n ),\"\")","v":""},{"$f":"IFERROR(\n INDEX(FixtureEqCosts,\n  SMALL(\n   IF(\n    FixtureInclude=\"x\",\n    ROW(FixtureEqCosts)-ROW(Fixtures!$B$36)\n   ),\n   COLUMNS($D63:H63)\n  )\n ),\"\")","v":""},{"$f":"IFERROR(\n INDEX(FixtureEqCosts,\n  SMALL(\n   IF(\n    FixtureInclude=\"x\",\n    ROW(FixtureEqCosts)-ROW(Fixtures!$B$36)\n   ),\n   COLUMNS($D63:I63)\n  )\n ),\"\")","v":""},{"$f":"IFERROR(\n INDEX(FixtureEqCosts,\n  SMALL(\n   IF(\n    FixtureInclude=\"x\",\n    ROW(FixtureEqCosts)-ROW(Fixtures!$B$36)\n   ),\n   COLUMNS($D63:J63)\n  )\n ),\"\")","v":""},{"$f":"IFERROR(\n INDEX(FixtureEqCosts,\n  SMALL(\n   IF(\n    FixtureInclude=\"x\",\n    ROW(FixtureEqCosts)-ROW(Fixtures!$B$36)\n   ),\n   COLUMNS($D63:K63)\n  )\n ),\"\")","v":""},{"$f":"IFERROR(\n INDEX(FixtureEqCosts,\n  SMALL(\n   IF(\n    FixtureInclude=\"x\",\n    ROW(FixtureEqCosts)-ROW(Fixtures!$B$36)\n   ),\n   COLUMNS($D63:L63)\n  )\n ),\"\")","v":""},{"$f":"IFERROR(\n INDEX(FixtureEqCosts,\n  SMALL(\n   IF(\n    FixtureInclude=\"x\",\n    ROW(FixtureEqCosts)-ROW(Fixtures!$B$36)\n   ),\n   COLUMNS($D63:M63)\n  )\n ),\"\")","v":""},{"$f":"IFERROR(\n INDEX(FixtureEqCosts,\n  SMALL(\n   IF(\n    FixtureInclude=\"x\",\n    ROW(FixtureEqCosts)-ROW(Fixtures!$B$36)\n   ),\n   COLUMNS($D63:N63)\n  )\n ),\"\")","v":""},{"$f":"IFERROR(\n INDEX(FixtureEqCosts,\n  SMALL(\n   IF(\n    FixtureInclude=\"x\",\n    ROW(FixtureEqCosts)-ROW(Fixtures!$B$36)\n   ),\n   COLUMNS($D63:O63)\n  )\n ),\"\")","v":""},{"$f":"IFERROR(\n INDEX(FixtureEqCosts,\n  SMALL(\n   IF(\n    FixtureInclude=\"x\",\n    ROW(FixtureEqCosts)-ROW(Fixtures!$B$36)\n   ),\n   COLUMNS($D63:P63)\n  )\n ),\"\")","v":""},{"$f":"IFERROR(\n INDEX(FixtureEqCosts,\n  SMALL(\n   IF(\n    FixtureInclude=\"x\",\n    ROW(FixtureEqCosts)-ROW(Fixtures!$B$36)\n   ),\n   COLUMNS($D63:Q63)\n  )\n ),\"\")","v":""},{"$f":"IFERROR(\n INDEX(FixtureEqCosts,\n  SMALL(\n   IF(\n    FixtureInclude=\"x\",\n    ROW(FixtureEqCosts)-ROW(Fixtures!$B$36)\n   ),\n   COLUMNS($D63:R63)\n  )\n ),\"\")","v":""},{"$f":"IFERROR(\n INDEX(FixtureEqCosts,\n  SMALL(\n   IF(\n    FixtureInclude=\"x\",\n    ROW(FixtureEqCosts)-ROW(Fixtures!$B$36)\n   ),\n   COLUMNS($D63:S63)\n  )\n ),\"\")","v":""},{"$f":"IFERROR(\n INDEX(FixtureEqCosts,\n  SMALL(\n   IF(\n    FixtureInclude=\"x\",\n    ROW(FixtureEqCosts)-ROW(Fixtures!$B$36)\n   ),\n   COLUMNS($D63:T63)\n  )\n ),\"\")","v":""},{"$f":"IFERROR(\n INDEX(FixtureEqCosts,\n  SMALL(\n   IF(\n    FixtureInclude=\"x\",\n    ROW(FixtureEqCosts)-ROW(Fixtures!$B$36)\n   ),\n   COLUMNS($D63:U63)\n  )\n ),\"\")","v":""},{"$f":"IFERROR(\n INDEX(FixtureEqCosts,\n  SMALL(\n   IF(\n    FixtureInclude=\"x\",\n    ROW(FixtureEqCosts)-ROW(Fixtures!$B$36)\n   ),\n   COLUMNS($D63:V63)\n  )\n ),\"\")","v":""},{"$f":"IFERROR(\n INDEX(FixtureEqCosts,\n  SMALL(\n   IF(\n    FixtureInclude=\"x\",\n    ROW(FixtureEqCosts)-ROW(Fixtures!$B$36)\n   ),\n   COLUMNS($D63:W63)\n  )\n ),\"\")","v":""},{"$f":"IFERROR(\n INDEX(FixtureEqCosts,\n  SMALL(\n   IF(\n    FixtureInclude=\"x\",\n    ROW(FixtureEqCosts)-ROW(Fixtures!$B$36)\n   ),\n   COLUMNS($D63:X63)\n  )\n ),\"\")","v":""},{"$f":"IFERROR(\n INDEX(FixtureEqCosts,\n  SMALL(\n   IF(\n    FixtureInclude=\"x\",\n    ROW(FixtureEqCosts)-ROW(Fixtures!$B$36)\n   ),\n   COLUMNS($D63:Y63)\n  )\n ),\"\")","v":""},{"$f":"IFERROR(\n INDEX(FixtureEqCosts,\n  SMALL(\n   IF(\n    FixtureInclude=\"x\",\n    ROW(FixtureEqCosts)-ROW(Fixtures!$B$36)\n   ),\n   COLUMNS($D63:Z63)\n  )\n ),\"\")","v":""},{"$f":"IFERROR(\n INDEX(FixtureEqCosts,\n  SMALL(\n   IF(\n    FixtureInclude=\"x\",\n    ROW(FixtureEqCosts)-ROW(Fixtures!$B$36)\n   ),\n   COLUMNS($D63:AA63)\n  )\n ),\"\")","v":""},{"$f":"IFERROR(\n INDEX(FixtureEqCosts,\n  SMALL(\n   IF(\n    FixtureInclude=\"x\",\n    ROW(FixtureEqCosts)-ROW(Fixtures!$B$36)\n   ),\n   COLUMNS($D63:AB63)\n  )\n ),\"\")","v":""},{"$f":"IFERROR(\n INDEX(FixtureEqCosts,\n  SMALL(\n   IF(\n    FixtureInclude=\"x\",\n    ROW(FixtureEqCosts)-ROW(Fixtures!$B$36)\n   ),\n   COLUMNS($D63:AC63)\n  )\n ),\"\")","v":""},{"$f":"IFERROR(\n INDEX(FixtureEqCosts,\n  SMALL(\n   IF(\n    FixtureInclude=\"x\",\n    ROW(FixtureEqCosts)-ROW(Fixtures!$B$36)\n   ),\n   COLUMNS($D63:AD63)\n  )\n ),\"\")","v":""},{"$f":"IFERROR(\n INDEX(FixtureEqCosts,\n  SMALL(\n   IF(\n    FixtureInclude=\"x\",\n    ROW(FixtureEqCosts)-ROW(Fixtures!$B$36)\n   ),\n   COLUMNS($D63:AE63)\n  )\n ),\"\")","v":""},{"$f":"IFERROR(\n INDEX(FixtureEqCosts,\n  SMALL(\n   IF(\n    FixtureInclude=\"x\",\n    ROW(FixtureEqCosts)-ROW(Fixtures!$B$36)\n   ),\n   COLUMNS($D63:AF63)\n  )\n ),\"\")","v":""},{"$f":"IFERROR(\n INDEX(FixtureEqCosts,\n  SMALL(\n   IF(\n    FixtureInclude=\"x\",\n    ROW(FixtureEqCosts)-ROW(Fixtures!$B$36)\n   ),\n   COLUMNS($D63:AG63)\n  )\n ),\"\")","v":""},{"$f":"IFERROR(\n INDEX(FixtureEqCosts,\n  SMALL(\n   IF(\n    FixtureInclude=\"x\",\n    ROW(FixtureEqCosts)-ROW(Fixtures!$B$36)\n   ),\n   COLUMNS($D63:AH63)\n  )\n ),\"\")","v":""},{"$f":"IFERROR(\n INDEX(FixtureEqCosts,\n  SMALL(\n   IF(\n    FixtureInclude=\"x\",\n    ROW(FixtureEqCosts)-ROW(Fixtures!$B$36)\n   ),\n   COLUMNS($D63:AI63)\n  )\n ),\"\")","v":""},{"$f":"IFERROR(\n INDEX(FixtureEqCosts,\n  SMALL(\n   IF(\n    FixtureInclude=\"x\",\n    ROW(FixtureEqCosts)-ROW(Fixtures!$B$36)\n   ),\n   COLUMNS($D63:AJ63)\n  )\n ),\"\")","v":""},{"$f":"IFERROR(\n INDEX(FixtureEqCosts,\n  SMALL(\n   IF(\n    FixtureInclude=\"x\",\n    ROW(FixtureEqCosts)-ROW(Fixtures!$B$36)\n   ),\n   COLUMNS($D63:AK63)\n  )\n ),\"\")","v":""},{"$f":"IFERROR(\n INDEX(FixtureEqCosts,\n  SMALL(\n   IF(\n    FixtureInclude=\"x\",\n    ROW(FixtureEqCosts)-ROW(Fixtures!$B$36)\n   ),\n   COLUMNS($D63:AL63)\n  )\n ),\"\")","v":""},{"$f":"IFERROR(\n INDEX(FixtureEqCosts,\n  SMALL(\n   IF(\n    FixtureInclude=\"x\",\n    ROW(FixtureEqCosts)-ROW(Fixtures!$B$36)\n   ),\n   COLUMNS($D63:AM63)\n  )\n ),\"\")","v":""},{"$f":"IFERROR(\n INDEX(FixtureEqCosts,\n  SMALL(\n   IF(\n    FixtureInclude=\"x\",\n    ROW(FixtureEqCosts)-ROW(Fixtures!$B$36)\n   ),\n   COLUMNS($D63:AN63)\n  )\n ),\"\")","v":""},{"$f":"IFERROR(\n INDEX(FixtureEqCosts,\n  SMALL(\n   IF(\n    FixtureInclude=\"x\",\n    ROW(FixtureEqCosts)-ROW(Fixtures!$B$36)\n   ),\n   COLUMNS($D63:AO63)\n  )\n ),\"\")","v":""},{"$f":"IFERROR(\n INDEX(FixtureEqCosts,\n  SMALL(\n   IF(\n    FixtureInclude=\"x\",\n    ROW(FixtureEqCosts)-ROW(Fixtures!$B$36)\n   ),\n   COLUMNS($D63:AP63)\n  )\n ),\"\")","v":""},{"$f":"IFERROR(\n INDEX(FixtureEqCosts,\n  SMALL(\n   IF(\n    FixtureInclude=\"x\",\n    ROW(FixtureEqCosts)-ROW(Fixtures!$B$36)\n   ),\n   COLUMNS($D63:AQ63)\n  )\n ),\"\")","v":""},{"$f":"IFERROR(\n INDEX(FixtureEqCosts,\n  SMALL(\n   IF(\n    FixtureInclude=\"x\",\n    ROW(FixtureEqCosts)-ROW(Fixtures!$B$36)\n   ),\n   COLUMNS($D63:AR63)\n  )\n ),\"\")","v":""},{"$f":"IFERROR(\n INDEX(FixtureEqCosts,\n  SMALL(\n   IF(\n    FixtureInclude=\"x\",\n    ROW(FixtureEqCosts)-ROW(Fixtures!$B$36)\n   ),\n   COLUMNS($D63:AS63)\n  )\n ),\"\")","v":""},{"$f":"IFERROR(\n INDEX(FixtureEqCosts,\n  SMALL(\n   IF(\n    FixtureInclude=\"x\",\n    ROW(FixtureEqCosts)-ROW(Fixtures!$B$36)\n   ),\n   COLUMNS($D63:AT63)\n  )\n ),\"\")","v":""},{"$f":"IFERROR(\n INDEX(FixtureEqCosts,\n  SMALL(\n   IF(\n    FixtureInclude=\"x\",\n    ROW(FixtureEqCosts)-ROW(Fixtures!$B$36)\n   ),\n   COLUMNS($D63:AU63)\n  )\n ),\"\")","v":""},{"$f":"IFERROR(\n INDEX(FixtureEqCosts,\n  SMALL(\n   IF(\n    FixtureInclude=\"x\",\n    ROW(FixtureEqCosts)-ROW(Fixtures!$B$36)\n   ),\n   COLUMNS($D63:AV63)\n  )\n ),\"\")","v":""},{"$f":"IFERROR(\n INDEX(FixtureEqCosts,\n  SMALL(\n   IF(\n    FixtureInclude=\"x\",\n    ROW(FixtureEqCosts)-ROW(Fixtures!$B$36)\n   ),\n   COLUMNS($D63:AW63)\n  )\n ),\"\")","v":""},{"$f":"IFERROR(\n INDEX(FixtureEqCosts,\n  SMALL(\n   IF(\n    FixtureInclude=\"x\",\n    ROW(FixtureEqCosts)-ROW(Fixtures!$B$36)\n   ),\n   COLUMNS($D63:AX63)\n  )\n ),\"\")","v":""},{"$f":"IFERROR(\n INDEX(FixtureEqCosts,\n  SMALL(\n   IF(\n    FixtureInclude=\"x\",\n    ROW(FixtureEqCosts)-ROW(Fixtures!$B$36)\n   ),\n   COLUMNS($D63:AY63)\n  )\n ),\"\")","v":""},{"$f":"IFERROR(\n INDEX(FixtureEqCosts,\n  SMALL(\n   IF(\n    FixtureInclude=\"x\",\n    ROW(FixtureEqCosts)-ROW(Fixtures!$B$36)\n   ),\n   COLUMNS($D63:AZ63)\n  )\n ),\"\")","v":""},{"$f":"IFERROR(\n INDEX(FixtureEqCosts,\n  SMALL(\n   IF(\n    FixtureInclude=\"x\",\n    ROW(FixtureEqCosts)-ROW(Fixtures!$B$36)\n   ),\n   COLUMNS($D63:BA63)\n  )\n ),\"\")","v":""},{"$f":"IFERROR(\n INDEX(FixtureEqCosts,\n  SMALL(\n   IF(\n    FixtureInclude=\"x\",\n    ROW(FixtureEqCosts)-ROW(Fixtures!$B$36)\n   ),\n   COLUMNS($D63:BB63)\n  )\n ),\"\")","v":""},{"$f":"IFERROR(\n INDEX(FixtureEqCosts,\n  SMALL(\n   IF(\n    FixtureInclude=\"x\",\n    ROW(FixtureEqCosts)-ROW(Fixtures!$B$36)\n   ),\n   COLUMNS($D63:BC63)\n  )\n ),\"\")","v":""},{"$f":"IFERROR(\n INDEX(FixtureEqCosts,\n  SMALL(\n   IF(\n    FixtureInclude=\"x\",\n    ROW(FixtureEqCosts)-ROW(Fixtures!$B$36)\n   ),\n   COLUMNS($D63:BD63)\n  )\n ),\"\")","v":""},{"$f":"IFERROR(\n INDEX(FixtureEqCosts,\n  SMALL(\n   IF(\n    FixtureInclude=\"x\",\n    ROW(FixtureEqCosts)-ROW(Fixtures!$B$36)\n   ),\n   COLUMNS($D63:BE63)\n  )\n ),\"\")","v":""},{"$f":"IFERROR(\n INDEX(FixtureEqCosts,\n  SMALL(\n   IF(\n    FixtureInclude=\"x\",\n    ROW(FixtureEqCosts)-ROW(Fixtures!$B$36)\n   ),\n   COLUMNS($D63:BF63)\n  )\n ),\"\")","v":""},{"$f":"IFERROR(\n INDEX(FixtureEqCosts,\n  SMALL(\n   IF(\n    FixtureInclude=\"x\",\n    ROW(FixtureEqCosts)-ROW(Fixtures!$B$36)\n   ),\n   COLUMNS($D63:BG63)\n  )\n ),\"\")","v":""},{"$f":"IFERROR(\n INDEX(FixtureEqCosts,\n  SMALL(\n   IF(\n    FixtureInclude=\"x\",\n    ROW(FixtureEqCosts)-ROW(Fixtures!$B$36)\n   ),\n   COLUMNS($D63:BH63)\n  )\n ),\"\")","v":""},{"$f":"IFERROR(\n INDEX(FixtureEqCosts,\n  SMALL(\n   IF(\n    FixtureInclude=\"x\",\n    ROW(FixtureEqCosts)-ROW(Fixtures!$B$36)\n   ),\n   COLUMNS($D63:BI63)\n  )\n ),\"\")","v":""},{"$f":"IFERROR(\n INDEX(FixtureEqCosts,\n  SMALL(\n   IF(\n    FixtureInclude=\"x\",\n    ROW(FixtureEqCosts)-ROW(Fixtures!$B$36)\n   ),\n   COLUMNS($D63:BJ63)\n  )\n ),\"\")","v":""},{"$f":"IFERROR(\n INDEX(FixtureEqCosts,\n  SMALL(\n   IF(\n    FixtureInclude=\"x\",\n    ROW(FixtureEqCosts)-ROW(Fixtures!$B$36)\n   ),\n   COLUMNS($D63:BK63)\n  )\n ),\"\")","v":""},{"$f":"IFERROR(\n INDEX(FixtureEqCosts,\n  SMALL(\n   IF(\n    FixtureInclude=\"x\",\n    ROW(FixtureEqCosts)-ROW(Fixtures!$B$36)\n   ),\n   COLUMNS($D63:BL63)\n  )\n ),\"\")","v":""},{"$f":"IFERROR(\n INDEX(FixtureEqCosts,\n  SMALL(\n   IF(\n    FixtureInclude=\"x\",\n    ROW(FixtureEqCosts)-ROW(Fixtures!$B$36)\n   ),\n   COLUMNS($D63:BM63)\n  )\n ),\"\")","v":""},{"$f":"IFERROR(\n INDEX(FixtureEqCosts,\n  SMALL(\n   IF(\n    FixtureInclude=\"x\",\n    ROW(FixtureEqCosts)-ROW(Fixtures!$B$36)\n   ),\n   COLUMNS($D63:BN63)\n  )\n ),\"\")","v":""},{"$f":"IFERROR(\n INDEX(FixtureEqCosts,\n  SMALL(\n   IF(\n    FixtureInclude=\"x\",\n    ROW(FixtureEqCosts)-ROW(Fixtures!$B$36)\n   ),\n   COLUMNS($D63:BO63)\n  )\n ),\"\")","v":""},{"$f":"IFERROR(\n INDEX(FixtureEqCosts,\n  SMALL(\n   IF(\n    FixtureInclude=\"x\",\n    ROW(FixtureEqCosts)-ROW(Fixtures!$B$36)\n   ),\n   COLUMNS($D63:BP63)\n  )\n ),\"\")","v":""},{"$f":"IFERROR(\n INDEX(FixtureEqCosts,\n  SMALL(\n   IF(\n    FixtureInclude=\"x\",\n    ROW(FixtureEqCosts)-ROW(Fixtures!$B$36)\n   ),\n   COLUMNS($D63:BQ63)\n  )\n ),\"\")","v":""},{"$f":"IFERROR(\n INDEX(FixtureEqCosts,\n  SMALL(\n   IF(\n    FixtureInclude=\"x\",\n    ROW(FixtureEqCosts)-ROW(Fixtures!$B$36)\n   ),\n   COLUMNS($D63:BR63)\n  )\n ),\"\")","v":""},{"$f":"IFERROR(\n INDEX(FixtureEqCosts,\n  SMALL(\n   IF(\n    FixtureInclude=\"x\",\n    ROW(FixtureEqCosts)-ROW(Fixtures!$B$36)\n   ),\n   COLUMNS($D63:BS63)\n  )\n ),\"\")","v":""},{"$f":"IFERROR(\n INDEX(FixtureEqCosts,\n  SMALL(\n   IF(\n    FixtureInclude=\"x\",\n    ROW(FixtureEqCosts)-ROW(Fixtures!$B$36)\n   ),\n   COLUMNS($D63:BT63)\n  )\n ),\"\")","v":""},{"$f":"IFERROR(\n INDEX(FixtureEqCosts,\n  SMALL(\n   IF(\n    FixtureInclude=\"x\",\n    ROW(FixtureEqCosts)-ROW(Fixtures!$B$36)\n   ),\n   COLUMNS($D63:BU63)\n  )\n ),\"\")","v":""},{"$f":"IFERROR(\n INDEX(FixtureEqCosts,\n  SMALL(\n   IF(\n    FixtureInclude=\"x\",\n    ROW(FixtureEqCosts)-ROW(Fixtures!$B$36)\n   ),\n   COLUMNS($D63:BV63)\n  )\n ),\"\")","v":""},{"$f":"IFERROR(\n INDEX(FixtureEqCosts,\n  SMALL(\n   IF(\n    FixtureInclude=\"x\",\n    ROW(FixtureEqCosts)-ROW(Fixtures!$B$36)\n   ),\n   COLUMNS($D63:BW63)\n  )\n ),\"\")","v":""},{"$f":"IFERROR(\n INDEX(FixtureEqCosts,\n  SMALL(\n   IF(\n    FixtureInclude=\"x\",\n    ROW(FixtureEqCosts)-ROW(Fixtures!$B$36)\n   ),\n   COLUMNS($D63:BX63)\n  )\n ),\"\")","v":""},{"$f":"IFERROR(\n INDEX(FixtureEqCosts,\n  SMALL(\n   IF(\n    FixtureInclude=\"x\",\n    ROW(FixtureEqCosts)-ROW(Fixtures!$B$36)\n   ),\n   COLUMNS($D63:BY63)\n  )\n ),\"\")","v":""},{"$f":"IFERROR(\n INDEX(FixtureEqCosts,\n  SMALL(\n   IF(\n    FixtureInclude=\"x\",\n    ROW(FixtureEqCosts)-ROW(Fixtures!$B$36)\n   ),\n   COLUMNS($D63:BZ63)\n  )\n ),\"\")","v":""},{"$f":"IFERROR(\n INDEX(FixtureEqCosts,\n  SMALL(\n   IF(\n    FixtureInclude=\"x\",\n    ROW(FixtureEqCosts)-ROW(Fixtures!$B$36)\n   ),\n   COLUMNS($D63:CA63)\n  )\n ),\"\")","v":""},{"$f":"IFERROR(\n INDEX(FixtureEqCosts,\n  SMALL(\n   IF(\n    FixtureInclude=\"x\",\n    ROW(FixtureEqCosts)-ROW(Fixtures!$B$36)\n   ),\n   COLUMNS($D63:CB63)\n  )\n ),\"\")","v":""},{"$f":"IFERROR(\n INDEX(FixtureEqCosts,\n  SMALL(\n   IF(\n    FixtureInclude=\"x\",\n    ROW(FixtureEqCosts)-ROW(Fixtures!$B$36)\n   ),\n   COLUMNS($D63:CC63)\n  )\n ),\"\")","v":""},{"$f":"IFERROR(\n INDEX(FixtureEqCosts,\n  SMALL(\n   IF(\n    FixtureInclude=\"x\",\n    ROW(FixtureEqCosts)-ROW(Fixtures!$B$36)\n   ),\n   COLUMNS($D63:CD63)\n  )\n ),\"\")","v":""},{"$f":"IFERROR(\n INDEX(FixtureEqCosts,\n  SMALL(\n   IF(\n    FixtureInclude=\"x\",\n    ROW(FixtureEqCosts)-ROW(Fixtures!$B$36)\n   ),\n   COLUMNS($D63:CE63)\n  )\n ),\"\")","v":""},{"$f":"IFERROR(\n INDEX(FixtureEqCosts,\n  SMALL(\n   IF(\n    FixtureInclude=\"x\",\n    ROW(FixtureEqCosts)-ROW(Fixtures!$B$36)\n   ),\n   COLUMNS($D63:CF63)\n  )\n ),\"\")","v":""},{"$f":"IFERROR(\n INDEX(FixtureEqCosts,\n  SMALL(\n   IF(\n    FixtureInclude=\"x\",\n    ROW(FixtureEqCosts)-ROW(Fixtures!$B$36)\n   ),\n   COLUMNS($D63:CG63)\n  )\n ),\"\")","v":""},{"$f":"IFERROR(\n INDEX(FixtureEqCosts,\n  SMALL(\n   IF(\n    FixtureInclude=\"x\",\n    ROW(FixtureEqCosts)-ROW(Fixtures!$B$36)\n   ),\n   COLUMNS($D63:CH63)\n  )\n ),\"\")","v":""},{"$f":"IFERROR(\n INDEX(FixtureEqCosts,\n  SMALL(\n   IF(\n    FixtureInclude=\"x\",\n    ROW(FixtureEqCosts)-ROW(Fixtures!$B$36)\n   ),\n   COLUMNS($D63:CI63)\n  )\n ),\"\")","v":""},{"$f":"IFERROR(\n INDEX(FixtureEqCosts,\n  SMALL(\n   IF(\n    FixtureInclude=\"x\",\n    ROW(FixtureEqCosts)-ROW(Fixtures!$B$36)\n   ),\n   COLUMNS($D63:CJ63)\n  )\n ),\"\")","v":""},{"$f":"IFERROR(\n INDEX(FixtureEqCosts,\n  SMALL(\n   IF(\n    FixtureInclude=\"x\",\n    ROW(FixtureEqCosts)-ROW(Fixtures!$B$36)\n   ),\n   COLUMNS($D63:CK63)\n  )\n ),\"\")","v":""},{"$f":"IFERROR(\n INDEX(FixtureEqCosts,\n  SMALL(\n   IF(\n    FixtureInclude=\"x\",\n    ROW(FixtureEqCosts)-ROW(Fixtures!$B$36)\n   ),\n   COLUMNS($D63:CL63)\n  )\n ),\"\")","v":""},{"$f":"IFERROR(\n INDEX(FixtureEqCosts,\n  SMALL(\n   IF(\n    FixtureInclude=\"x\",\n    ROW(FixtureEqCosts)-ROW(Fixtures!$B$36)\n   ),\n   COLUMNS($D63:CM63)\n  )\n ),\"\")","v":""},{"$f":"IFERROR(\n INDEX(FixtureEqCosts,\n  SMALL(\n   IF(\n    FixtureInclude=\"x\",\n    ROW(FixtureEqCosts)-ROW(Fixtures!$B$36)\n   ),\n   COLUMNS($D63:CN63)\n  )\n ),\"\")","v":""},{"$f":"IFERROR(\n INDEX(FixtureEqCosts,\n  SMALL(\n   IF(\n    FixtureInclude=\"x\",\n    ROW(FixtureEqCosts)-ROW(Fixtures!$B$36)\n   ),\n   COLUMNS($D63:CO63)\n  )\n ),\"\")","v":""},{"$f":"IFERROR(\n INDEX(FixtureEqCosts,\n  SMALL(\n   IF(\n    FixtureInclude=\"x\",\n    ROW(FixtureEqCosts)-ROW(Fixtures!$B$36)\n   ),\n   COLUMNS($D63:CP63)\n  )\n ),\"\")","v":""},{"$f":"IFERROR(\n INDEX(FixtureEqCosts,\n  SMALL(\n   IF(\n    FixtureInclude=\"x\",\n    ROW(FixtureEqCosts)-ROW(Fixtures!$B$36)\n   ),\n   COLUMNS($D63:CQ63)\n  )\n ),\"\")","v":""},{"$f":"IFERROR(\n INDEX(FixtureEqCosts,\n  SMALL(\n   IF(\n    FixtureInclude=\"x\",\n    ROW(FixtureEqCosts)-ROW(Fixtures!$B$36)\n   ),\n   COLUMNS($D63:CR63)\n  )\n ),\"\")","v":""},{"$f":"IFERROR(\n INDEX(FixtureEqCosts,\n  SMALL(\n   IF(\n    FixtureInclude=\"x\",\n    ROW(FixtureEqCosts)-ROW(Fixtures!$B$36)\n   ),\n   COLUMNS($D63:CS63)\n  )\n ),\"\")","v":""},{"$f":"IFERROR(\n INDEX(FixtureEqCosts,\n  SMALL(\n   IF(\n    FixtureInclude=\"x\",\n    ROW(FixtureEqCosts)-ROW(Fixtures!$B$36)\n   ),\n   COLUMNS($D63:CT63)\n  )\n ),\"\")","v":""},{"$f":"IFERROR(\n INDEX(FixtureEqCosts,\n  SMALL(\n   IF(\n    FixtureInclude=\"x\",\n    ROW(FixtureEqCosts)-ROW(Fixtures!$B$36)\n   ),\n   COLUMNS($D63:CU63)\n  )\n ),\"\")","v":""},{"$f":"IFERROR(\n INDEX(FixtureEqCosts,\n  SMALL(\n   IF(\n    FixtureInclude=\"x\",\n    ROW(FixtureEqCosts)-ROW(Fixtures!$B$36)\n   ),\n   COLUMNS($D63:CV63)\n  )\n ),\"\")","v":""},{"$f":"IFERROR(\n INDEX(FixtureEqCosts,\n  SMALL(\n   IF(\n    FixtureInclude=\"x\",\n    ROW(FixtureEqCosts)-ROW(Fixtures!$B$36)\n   ),\n   COLUMNS($D63:CW63)\n  )\n ),\"\")","v":""},{"$f":"IFERROR(\n INDEX(FixtureEqCosts,\n  SMALL(\n   IF(\n    FixtureInclude=\"x\",\n    ROW(FixtureEqCosts)-ROW(Fixtures!$B$36)\n   ),\n   COLUMNS($D63:CX63)\n  )\n ),\"\")","v":""},{"$f":"IFERROR(\n INDEX(FixtureEqCosts,\n  SMALL(\n   IF(\n    FixtureInclude=\"x\",\n    ROW(FixtureEqCosts)-ROW(Fixtures!$B$36)\n   ),\n   COLUMNS($D63:CY63)\n  )\n ),\"\")","v":""},{"$f":"IFERROR(\n INDEX(FixtureEqCosts,\n  SMALL(\n   IF(\n    FixtureInclude=\"x\",\n    ROW(FixtureEqCosts)-ROW(Fixtures!$B$36)\n   ),\n   COLUMNS($D63:CZ63)\n  )\n ),\"\")","v":""},{"$f":"IFERROR(\n INDEX(FixtureEqCosts,\n  SMALL(\n   IF(\n    FixtureInclude=\"x\",\n    ROW(FixtureEqCosts)-ROW(Fixtures!$B$36)\n   ),\n   COLUMNS($D63:DA63)\n  )\n ),\"\")","v":""},{"$f":"IFERROR(\n INDEX(FixtureEqCosts,\n  SMALL(\n   IF(\n    FixtureInclude=\"x\",\n    ROW(FixtureEqCosts)-ROW(Fixtures!$B$36)\n   ),\n   COLUMNS($D63:DB63)\n  )\n ),\"\")","v":""},{"$f":"IFERROR(\n INDEX(FixtureEqCosts,\n  SMALL(\n   IF(\n    FixtureInclude=\"x\",\n    ROW(FixtureEqCosts)-ROW(Fixtures!$B$36)\n   ),\n   COLUMNS($D63:DC63)\n  )\n ),\"\")","v":""},{"$f":"IFERROR(\n INDEX(FixtureEqCosts,\n  SMALL(\n   IF(\n    FixtureInclude=\"x\",\n    ROW(FixtureEqCosts)-ROW(Fixtures!$B$36)\n   ),\n   COLUMNS($D63:DD63)\n  )\n ),\"\")","v":""},{"$f":"IFERROR(\n INDEX(FixtureEqCosts,\n  SMALL(\n   IF(\n    FixtureInclude=\"x\",\n    ROW(FixtureEqCosts)-ROW(Fixtures!$B$36)\n   ),\n   COLUMNS($D63:DE63)\n  )\n ),\"\")","v":""},{"$f":"IFERROR(\n INDEX(FixtureEqCosts,\n  SMALL(\n   IF(\n    FixtureInclude=\"x\",\n    ROW(FixtureEqCosts)-ROW(Fixtures!$B$36)\n   ),\n   COLUMNS($D63:DF63)\n  )\n ),\"\")","v":""},{"$f":"IFERROR(\n INDEX(FixtureEqCosts,\n  SMALL(\n   IF(\n    FixtureInclude=\"x\",\n    ROW(FixtureEqCosts)-ROW(Fixtures!$B$36)\n   ),\n   COLUMNS($D63:DG63)\n  )\n ),\"\")","v":""},{"$f":"IFERROR(\n INDEX(FixtureEqCosts,\n  SMALL(\n   IF(\n    FixtureInclude=\"x\",\n    ROW(FixtureEqCosts)-ROW(Fixtures!$B$36)\n   ),\n   COLUMNS($D63:DH63)\n  )\n ),\"\")","v":""}]
[null,{"$f":"Fixtures!E24","v":"Installation Cost ($/fixture)"},{"$f":"Fixtures!F24","v":0},{"$f":"IFERROR(\n INDEX(FixtureInstCosts,\n  SMALL(\n   IF(\n    FixtureInclude=\"x\",\n    ROW(FixtureInstCosts)-ROW(Fixtures!$B$36)\n   ),\n   COLUMNS($D64:D64)\n  )\n ),\"\")","v":""},{"$f":"IFERROR(\n INDEX(FixtureInstCosts,\n  SMALL(\n   IF(\n    FixtureInclude=\"x\",\n    ROW(FixtureInstCosts)-ROW(Fixtures!$B$36)\n   ),\n   COLUMNS($D64:E64)\n  )\n ),\"\")","v":""},{"$f":"IFERROR(\n INDEX(FixtureInstCosts,\n  SMALL(\n   IF(\n    FixtureInclude=\"x\",\n    ROW(FixtureInstCosts)-ROW(Fixtures!$B$36)\n   ),\n   COLUMNS($D64:F64)\n  )\n ),\"\")","v":""},{"$f":"IFERROR(\n INDEX(FixtureInstCosts,\n  SMALL(\n   IF(\n    FixtureInclude=\"x\",\n    ROW(FixtureInstCosts)-ROW(Fixtures!$B$36)\n   ),\n   COLUMNS($D64:G64)\n  )\n ),\"\")","v":""},{"$f":"IFERROR(\n INDEX(FixtureInstCosts,\n  SMALL(\n   IF(\n    FixtureInclude=\"x\",\n    ROW(FixtureInstCosts)-ROW(Fixtures!$B$36)\n   ),\n   COLUMNS($D64:H64)\n  )\n ),\"\")","v":""},{"$f":"IFERROR(\n INDEX(FixtureInstCosts,\n  SMALL(\n   IF(\n    FixtureInclude=\"x\",\n    ROW(FixtureInstCosts)-ROW(Fixtures!$B$36)\n   ),\n   COLUMNS($D64:I64)\n  )\n ),\"\")","v":""},{"$f":"IFERROR(\n INDEX(FixtureInstCosts,\n  SMALL(\n   IF(\n    FixtureInclude=\"x\",\n    ROW(FixtureInstCosts)-ROW(Fixtures!$B$36)\n   ),\n   COLUMNS($D64:J64)\n  )\n ),\"\")","v":""},{"$f":"IFERROR(\n INDEX(FixtureInstCosts,\n  SMALL(\n   IF(\n    FixtureInclude=\"x\",\n    ROW(FixtureInstCosts)-ROW(Fixtures!$B$36)\n   ),\n   COLUMNS($D64:K64)\n  )\n ),\"\")","v":""},{"$f":"IFERROR(\n INDEX(FixtureInstCosts,\n  SMALL(\n   IF(\n    FixtureInclude=\"x\",\n    ROW(FixtureInstCosts)-ROW(Fixtures!$B$36)\n   ),\n   COLUMNS($D64:L64)\n  )\n ),\"\")","v":""},{"$f":"IFERROR(\n INDEX(FixtureInstCosts,\n  SMALL(\n   IF(\n    FixtureInclude=\"x\",\n    ROW(FixtureInstCosts)-ROW(Fixtures!$B$36)\n   ),\n   COLUMNS($D64:M64)\n  )\n ),\"\")","v":""},{"$f":"IFERROR(\n INDEX(FixtureInstCosts,\n  SMALL(\n   IF(\n    FixtureInclude=\"x\",\n    ROW(FixtureInstCosts)-ROW(Fixtures!$B$36)\n   ),\n   COLUMNS($D64:N64)\n  )\n ),\"\")","v":""},{"$f":"IFERROR(\n INDEX(FixtureInstCosts,\n  SMALL(\n   IF(\n    FixtureInclude=\"x\",\n    ROW(FixtureInstCosts)-ROW(Fixtures!$B$36)\n   ),\n   COLUMNS($D64:O64)\n  )\n ),\"\")","v":""},{"$f":"IFERROR(\n INDEX(FixtureInstCosts,\n  SMALL(\n   IF(\n    FixtureInclude=\"x\",\n    ROW(FixtureInstCosts)-ROW(Fixtures!$B$36)\n   ),\n   COLUMNS($D64:P64)\n  )\n ),\"\")","v":""},{"$f":"IFERROR(\n INDEX(FixtureInstCosts,\n  SMALL(\n   IF(\n    FixtureInclude=\"x\",\n    ROW(FixtureInstCosts)-ROW(Fixtures!$B$36)\n   ),\n   COLUMNS($D64:Q64)\n  )\n ),\"\")","v":""},{"$f":"IFERROR(\n INDEX(FixtureInstCosts,\n  SMALL(\n   IF(\n    FixtureInclude=\"x\",\n    ROW(FixtureInstCosts)-ROW(Fixtures!$B$36)\n   ),\n   COLUMNS($D64:R64)\n  )\n ),\"\")","v":""},{"$f":"IFERROR(\n INDEX(FixtureInstCosts,\n  SMALL(\n   IF(\n    FixtureInclude=\"x\",\n    ROW(FixtureInstCosts)-ROW(Fixtures!$B$36)\n   ),\n   COLUMNS($D64:S64)\n  )\n ),\"\")","v":""},{"$f":"IFERROR(\n INDEX(FixtureInstCosts,\n  SMALL(\n   IF(\n    FixtureInclude=\"x\",\n    ROW(FixtureInstCosts)-ROW(Fixtures!$B$36)\n   ),\n   COLUMNS($D64:T64)\n  )\n ),\"\")","v":""},{"$f":"IFERROR(\n INDEX(FixtureInstCosts,\n  SMALL(\n   IF(\n    FixtureInclude=\"x\",\n    ROW(FixtureInstCosts)-ROW(Fixtures!$B$36)\n   ),\n   COLUMNS($D64:U64)\n  )\n ),\"\")","v":""},{"$f":"IFERROR(\n INDEX(FixtureInstCosts,\n  SMALL(\n   IF(\n    FixtureInclude=\"x\",\n    ROW(FixtureInstCosts)-ROW(Fixtures!$B$36)\n   ),\n   COLUMNS($D64:V64)\n  )\n ),\"\")","v":""},{"$f":"IFERROR(\n INDEX(FixtureInstCosts,\n  SMALL(\n   IF(\n    FixtureInclude=\"x\",\n    ROW(FixtureInstCosts)-ROW(Fixtures!$B$36)\n   ),\n   COLUMNS($D64:W64)\n  )\n ),\"\")","v":""},{"$f":"IFERROR(\n INDEX(FixtureInstCosts,\n  SMALL(\n   IF(\n    FixtureInclude=\"x\",\n    ROW(FixtureInstCosts)-ROW(Fixtures!$B$36)\n   ),\n   COLUMNS($D64:X64)\n  )\n ),\"\")","v":""},{"$f":"IFERROR(\n INDEX(FixtureInstCosts,\n  SMALL(\n   IF(\n    FixtureInclude=\"x\",\n    ROW(FixtureInstCosts)-ROW(Fixtures!$B$36)\n   ),\n   COLUMNS($D64:Y64)\n  )\n ),\"\")","v":""},{"$f":"IFERROR(\n INDEX(FixtureInstCosts,\n  SMALL(\n   IF(\n    FixtureInclude=\"x\",\n    ROW(FixtureInstCosts)-ROW(Fixtures!$B$36)\n   ),\n   COLUMNS($D64:Z64)\n  )\n ),\"\")","v":""},{"$f":"IFERROR(\n INDEX(FixtureInstCosts,\n  SMALL(\n   IF(\n    FixtureInclude=\"x\",\n    ROW(FixtureInstCosts)-ROW(Fixtures!$B$36)\n   ),\n   COLUMNS($D64:AA64)\n  )\n ),\"\")","v":""},{"$f":"IFERROR(\n INDEX(FixtureInstCosts,\n  SMALL(\n   IF(\n    FixtureInclude=\"x\",\n    ROW(FixtureInstCosts)-ROW(Fixtures!$B$36)\n   ),\n   COLUMNS($D64:AB64)\n  )\n ),\"\")","v":""},{"$f":"IFERROR(\n INDEX(FixtureInstCosts,\n  SMALL(\n   IF(\n    FixtureInclude=\"x\",\n    ROW(FixtureInstCosts)-ROW(Fixtures!$B$36)\n   ),\n   COLUMNS($D64:AC64)\n  )\n ),\"\")","v":""},{"$f":"IFERROR(\n INDEX(FixtureInstCosts,\n  SMALL(\n   IF(\n    FixtureInclude=\"x\",\n    ROW(FixtureInstCosts)-ROW(Fixtures!$B$36)\n   ),\n   COLUMNS($D64:AD64)\n  )\n ),\"\")","v":""},{"$f":"IFERROR(\n INDEX(FixtureInstCosts,\n  SMALL(\n   IF(\n    FixtureInclude=\"x\",\n    ROW(FixtureInstCosts)-ROW(Fixtures!$B$36)\n   ),\n   COLUMNS($D64:AE64)\n  )\n ),\"\")","v":""},{"$f":"IFERROR(\n INDEX(FixtureInstCosts,\n  SMALL(\n   IF(\n    FixtureInclude=\"x\",\n    ROW(FixtureInstCosts)-ROW(Fixtures!$B$36)\n   ),\n   COLUMNS($D64:AF64)\n  )\n ),\"\")","v":""},{"$f":"IFERROR(\n INDEX(FixtureInstCosts,\n  SMALL(\n   IF(\n    FixtureInclude=\"x\",\n    ROW(FixtureInstCosts)-ROW(Fixtures!$B$36)\n   ),\n   COLUMNS($D64:AG64)\n  )\n ),\"\")","v":""},{"$f":"IFERROR(\n INDEX(FixtureInstCosts,\n  SMALL(\n   IF(\n    FixtureInclude=\"x\",\n    ROW(FixtureInstCosts)-ROW(Fixtures!$B$36)\n   ),\n   COLUMNS($D64:AH64)\n  )\n ),\"\")","v":""},{"$f":"IFERROR(\n INDEX(FixtureInstCosts,\n  SMALL(\n   IF(\n    FixtureInclude=\"x\",\n    ROW(FixtureInstCosts)-ROW(Fixtures!$B$36)\n   ),\n   COLUMNS($D64:AI64)\n  )\n ),\"\")","v":""},{"$f":"IFERROR(\n INDEX(FixtureInstCosts,\n  SMALL(\n   IF(\n    FixtureInclude=\"x\",\n    ROW(FixtureInstCosts)-ROW(Fixtures!$B$36)\n   ),\n   COLUMNS($D64:AJ64)\n  )\n ),\"\")","v":""},{"$f":"IFERROR(\n INDEX(FixtureInstCosts,\n  SMALL(\n   IF(\n    FixtureInclude=\"x\",\n    ROW(FixtureInstCosts)-ROW(Fixtures!$B$36)\n   ),\n   COLUMNS($D64:AK64)\n  )\n ),\"\")","v":""},{"$f":"IFERROR(\n INDEX(FixtureInstCosts,\n  SMALL(\n   IF(\n    FixtureInclude=\"x\",\n    ROW(FixtureInstCosts)-ROW(Fixtures!$B$36)\n   ),\n   COLUMNS($D64:AL64)\n  )\n ),\"\")","v":""},{"$f":"IFERROR(\n INDEX(FixtureInstCosts,\n  SMALL(\n   IF(\n    FixtureInclude=\"x\",\n    ROW(FixtureInstCosts)-ROW(Fixtures!$B$36)\n   ),\n   COLUMNS($D64:AM64)\n  )\n ),\"\")","v":""},{"$f":"IFERROR(\n INDEX(FixtureInstCosts,\n  SMALL(\n   IF(\n    FixtureInclude=\"x\",\n    ROW(FixtureInstCosts)-ROW(Fixtures!$B$36)\n   ),\n   COLUMNS($D64:AN64)\n  )\n ),\"\")","v":""},{"$f":"IFERROR(\n INDEX(FixtureInstCosts,\n  SMALL(\n   IF(\n    FixtureInclude=\"x\",\n    ROW(FixtureInstCosts)-ROW(Fixtures!$B$36)\n   ),\n   COLUMNS($D64:AO64)\n  )\n ),\"\")","v":""},{"$f":"IFERROR(\n INDEX(FixtureInstCosts,\n  SMALL(\n   IF(\n    FixtureInclude=\"x\",\n    ROW(FixtureInstCosts)-ROW(Fixtures!$B$36)\n   ),\n   COLUMNS($D64:AP64)\n  )\n ),\"\")","v":""},{"$f":"IFERROR(\n INDEX(FixtureInstCosts,\n  SMALL(\n   IF(\n    FixtureInclude=\"x\",\n    ROW(FixtureInstCosts)-ROW(Fixtures!$B$36)\n   ),\n   COLUMNS($D64:AQ64)\n  )\n ),\"\")","v":""},{"$f":"IFERROR(\n INDEX(FixtureInstCosts,\n  SMALL(\n   IF(\n    FixtureInclude=\"x\",\n    ROW(FixtureInstCosts)-ROW(Fixtures!$B$36)\n   ),\n   COLUMNS($D64:AR64)\n  )\n ),\"\")","v":""},{"$f":"IFERROR(\n INDEX(FixtureInstCosts,\n  SMALL(\n   IF(\n    FixtureInclude=\"x\",\n    ROW(FixtureInstCosts)-ROW(Fixtures!$B$36)\n   ),\n   COLUMNS($D64:AS64)\n  )\n ),\"\")","v":""},{"$f":"IFERROR(\n INDEX(FixtureInstCosts,\n  SMALL(\n   IF(\n    FixtureInclude=\"x\",\n    ROW(FixtureInstCosts)-ROW(Fixtures!$B$36)\n   ),\n   COLUMNS($D64:AT64)\n  )\n ),\"\")","v":""},{"$f":"IFERROR(\n INDEX(FixtureInstCosts,\n  SMALL(\n   IF(\n    FixtureInclude=\"x\",\n    ROW(FixtureInstCosts)-ROW(Fixtures!$B$36)\n   ),\n   COLUMNS($D64:AU64)\n  )\n ),\"\")","v":""},{"$f":"IFERROR(\n INDEX(FixtureInstCosts,\n  SMALL(\n   IF(\n    FixtureInclude=\"x\",\n    ROW(FixtureInstCosts)-ROW(Fixtures!$B$36)\n   ),\n   COLUMNS($D64:AV64)\n  )\n ),\"\")","v":""},{"$f":"IFERROR(\n INDEX(FixtureInstCosts,\n  SMALL(\n   IF(\n    FixtureInclude=\"x\",\n    ROW(FixtureInstCosts)-ROW(Fixtures!$B$36)\n   ),\n   COLUMNS($D64:AW64)\n  )\n ),\"\")","v":""},{"$f":"IFERROR(\n INDEX(FixtureInstCosts,\n  SMALL(\n   IF(\n    FixtureInclude=\"x\",\n    ROW(FixtureInstCosts)-ROW(Fixtures!$B$36)\n   ),\n   COLUMNS($D64:AX64)\n  )\n ),\"\")","v":""},{"$f":"IFERROR(\n INDEX(FixtureInstCosts,\n  SMALL(\n   IF(\n    FixtureInclude=\"x\",\n    ROW(FixtureInstCosts)-ROW(Fixtures!$B$36)\n   ),\n   COLUMNS($D64:AY64)\n  )\n ),\"\")","v":""},{"$f":"IFERROR(\n INDEX(FixtureInstCosts,\n  SMALL(\n   IF(\n    FixtureInclude=\"x\",\n    ROW(FixtureInstCosts)-ROW(Fixtures!$B$36)\n   ),\n   COLUMNS($D64:AZ64)\n  )\n ),\"\")","v":""},{"$f":"IFERROR(\n INDEX(FixtureInstCosts,\n  SMALL(\n   IF(\n    FixtureInclude=\"x\",\n    ROW(FixtureInstCosts)-ROW(Fixtures!$B$36)\n   ),\n   COLUMNS($D64:BA64)\n  )\n ),\"\")","v":""},{"$f":"IFERROR(\n INDEX(FixtureInstCosts,\n  SMALL(\n   IF(\n    FixtureInclude=\"x\",\n    ROW(FixtureInstCosts)-ROW(Fixtures!$B$36)\n   ),\n   COLUMNS($D64:BB64)\n  )\n ),\"\")","v":""},{"$f":"IFERROR(\n INDEX(FixtureInstCosts,\n  SMALL(\n   IF(\n    FixtureInclude=\"x\",\n    ROW(FixtureInstCosts)-ROW(Fixtures!$B$36)\n   ),\n   COLUMNS($D64:BC64)\n  )\n ),\"\")","v":""},{"$f":"IFERROR(\n INDEX(FixtureInstCosts,\n  SMALL(\n   IF(\n    FixtureInclude=\"x\",\n    ROW(FixtureInstCosts)-ROW(Fixtures!$B$36)\n   ),\n   COLUMNS($D64:BD64)\n  )\n ),\"\")","v":""},{"$f":"IFERROR(\n INDEX(FixtureInstCosts,\n  SMALL(\n   IF(\n    FixtureInclude=\"x\",\n    ROW(FixtureInstCosts)-ROW(Fixtures!$B$36)\n   ),\n   COLUMNS($D64:BE64)\n  )\n ),\"\")","v":""},{"$f":"IFERROR(\n INDEX(FixtureInstCosts,\n  SMALL(\n   IF(\n    FixtureInclude=\"x\",\n    ROW(FixtureInstCosts)-ROW(Fixtures!$B$36)\n   ),\n   COLUMNS($D64:BF64)\n  )\n ),\"\")","v":""},{"$f":"IFERROR(\n INDEX(FixtureInstCosts,\n  SMALL(\n   IF(\n    FixtureInclude=\"x\",\n    ROW(FixtureInstCosts)-ROW(Fixtures!$B$36)\n   ),\n   COLUMNS($D64:BG64)\n  )\n ),\"\")","v":""},{"$f":"IFERROR(\n INDEX(FixtureInstCosts,\n  SMALL(\n   IF(\n    FixtureInclude=\"x\",\n    ROW(FixtureInstCosts)-ROW(Fixtures!$B$36)\n   ),\n   COLUMNS($D64:BH64)\n  )\n ),\"\")","v":""},{"$f":"IFERROR(\n INDEX(FixtureInstCosts,\n  SMALL(\n   IF(\n    FixtureInclude=\"x\",\n    ROW(FixtureInstCosts)-ROW(Fixtures!$B$36)\n   ),\n   COLUMNS($D64:BI64)\n  )\n ),\"\")","v":""},{"$f":"IFERROR(\n INDEX(FixtureInstCosts,\n  SMALL(\n   IF(\n    FixtureInclude=\"x\",\n    ROW(FixtureInstCosts)-ROW(Fixtures!$B$36)\n   ),\n   COLUMNS($D64:BJ64)\n  )\n ),\"\")","v":""},{"$f":"IFERROR(\n INDEX(FixtureInstCosts,\n  SMALL(\n   IF(\n    FixtureInclude=\"x\",\n    ROW(FixtureInstCosts)-ROW(Fixtures!$B$36)\n   ),\n   COLUMNS($D64:BK64)\n  )\n ),\"\")","v":""},{"$f":"IFERROR(\n INDEX(FixtureInstCosts,\n  SMALL(\n   IF(\n    FixtureInclude=\"x\",\n    ROW(FixtureInstCosts)-ROW(Fixtures!$B$36)\n   ),\n   COLUMNS($D64:BL64)\n  )\n ),\"\")","v":""},{"$f":"IFERROR(\n INDEX(FixtureInstCosts,\n  SMALL(\n   IF(\n    FixtureInclude=\"x\",\n    ROW(FixtureInstCosts)-ROW(Fixtures!$B$36)\n   ),\n   COLUMNS($D64:BM64)\n  )\n ),\"\")","v":""},{"$f":"IFERROR(\n INDEX(FixtureInstCosts,\n  SMALL(\n   IF(\n    FixtureInclude=\"x\",\n    ROW(FixtureInstCosts)-ROW(Fixtures!$B$36)\n   ),\n   COLUMNS($D64:BN64)\n  )\n ),\"\")","v":""},{"$f":"IFERROR(\n INDEX(FixtureInstCosts,\n  SMALL(\n   IF(\n    FixtureInclude=\"x\",\n    ROW(FixtureInstCosts)-ROW(Fixtures!$B$36)\n   ),\n   COLUMNS($D64:BO64)\n  )\n ),\"\")","v":""},{"$f":"IFERROR(\n INDEX(FixtureInstCosts,\n  SMALL(\n   IF(\n    FixtureInclude=\"x\",\n    ROW(FixtureInstCosts)-ROW(Fixtures!$B$36)\n   ),\n   COLUMNS($D64:BP64)\n  )\n ),\"\")","v":""},{"$f":"IFERROR(\n INDEX(FixtureInstCosts,\n  SMALL(\n   IF(\n    FixtureInclude=\"x\",\n    ROW(FixtureInstCosts)-ROW(Fixtures!$B$36)\n   ),\n   COLUMNS($D64:BQ64)\n  )\n ),\"\")","v":""},{"$f":"IFERROR(\n INDEX(FixtureInstCosts,\n  SMALL(\n   IF(\n    FixtureInclude=\"x\",\n    ROW(FixtureInstCosts)-ROW(Fixtures!$B$36)\n   ),\n   COLUMNS($D64:BR64)\n  )\n ),\"\")","v":""},{"$f":"IFERROR(\n INDEX(FixtureInstCosts,\n  SMALL(\n   IF(\n    FixtureInclude=\"x\",\n    ROW(FixtureInstCosts)-ROW(Fixtures!$B$36)\n   ),\n   COLUMNS($D64:BS64)\n  )\n ),\"\")","v":""},{"$f":"IFERROR(\n INDEX(FixtureInstCosts,\n  SMALL(\n   IF(\n    FixtureInclude=\"x\",\n    ROW(FixtureInstCosts)-ROW(Fixtures!$B$36)\n   ),\n   COLUMNS($D64:BT64)\n  )\n ),\"\")","v":""},{"$f":"IFERROR(\n INDEX(FixtureInstCosts,\n  SMALL(\n   IF(\n    FixtureInclude=\"x\",\n    ROW(FixtureInstCosts)-ROW(Fixtures!$B$36)\n   ),\n   COLUMNS($D64:BU64)\n  )\n ),\"\")","v":""},{"$f":"IFERROR(\n INDEX(FixtureInstCosts,\n  SMALL(\n   IF(\n    FixtureInclude=\"x\",\n    ROW(FixtureInstCosts)-ROW(Fixtures!$B$36)\n   ),\n   COLUMNS($D64:BV64)\n  )\n ),\"\")","v":""},{"$f":"IFERROR(\n INDEX(FixtureInstCosts,\n  SMALL(\n   IF(\n    FixtureInclude=\"x\",\n    ROW(FixtureInstCosts)-ROW(Fixtures!$B$36)\n   ),\n   COLUMNS($D64:BW64)\n  )\n ),\"\")","v":""},{"$f":"IFERROR(\n INDEX(FixtureInstCosts,\n  SMALL(\n   IF(\n    FixtureInclude=\"x\",\n    ROW(FixtureInstCosts)-ROW(Fixtures!$B$36)\n   ),\n   COLUMNS($D64:BX64)\n  )\n ),\"\")","v":""},{"$f":"IFERROR(\n INDEX(FixtureInstCosts,\n  SMALL(\n   IF(\n    FixtureInclude=\"x\",\n    ROW(FixtureInstCosts)-ROW(Fixtures!$B$36)\n   ),\n   COLUMNS($D64:BY64)\n  )\n ),\"\")","v":""},{"$f":"IFERROR(\n INDEX(FixtureInstCosts,\n  SMALL(\n   IF(\n    FixtureInclude=\"x\",\n    ROW(FixtureInstCosts)-ROW(Fixtures!$B$36)\n   ),\n   COLUMNS($D64:BZ64)\n  )\n ),\"\")","v":""},{"$f":"IFERROR(\n INDEX(FixtureInstCosts,\n  SMALL(\n   IF(\n    FixtureInclude=\"x\",\n    ROW(FixtureInstCosts)-ROW(Fixtures!$B$36)\n   ),\n   COLUMNS($D64:CA64)\n  )\n ),\"\")","v":""},{"$f":"IFERROR(\n INDEX(FixtureInstCosts,\n  SMALL(\n   IF(\n    FixtureInclude=\"x\",\n    ROW(FixtureInstCosts)-ROW(Fixtures!$B$36)\n   ),\n   COLUMNS($D64:CB64)\n  )\n ),\"\")","v":""},{"$f":"IFERROR(\n INDEX(FixtureInstCosts,\n  SMALL(\n   IF(\n    FixtureInclude=\"x\",\n    ROW(FixtureInstCosts)-ROW(Fixtures!$B$36)\n   ),\n   COLUMNS($D64:CC64)\n  )\n ),\"\")","v":""},{"$f":"IFERROR(\n INDEX(FixtureInstCosts,\n  SMALL(\n   IF(\n    FixtureInclude=\"x\",\n    ROW(FixtureInstCosts)-ROW(Fixtures!$B$36)\n   ),\n   COLUMNS($D64:CD64)\n  )\n ),\"\")","v":""},{"$f":"IFERROR(\n INDEX(FixtureInstCosts,\n  SMALL(\n   IF(\n    FixtureInclude=\"x\",\n    ROW(FixtureInstCosts)-ROW(Fixtures!$B$36)\n   ),\n   COLUMNS($D64:CE64)\n  )\n ),\"\")","v":""},{"$f":"IFERROR(\n INDEX(FixtureInstCosts,\n  SMALL(\n   IF(\n    FixtureInclude=\"x\",\n    ROW(FixtureInstCosts)-ROW(Fixtures!$B$36)\n   ),\n   COLUMNS($D64:CF64)\n  )\n ),\"\")","v":""},{"$f":"IFERROR(\n INDEX(FixtureInstCosts,\n  SMALL(\n   IF(\n    FixtureInclude=\"x\",\n    ROW(FixtureInstCosts)-ROW(Fixtures!$B$36)\n   ),\n   COLUMNS($D64:CG64)\n  )\n ),\"\")","v":""},{"$f":"IFERROR(\n INDEX(FixtureInstCosts,\n  SMALL(\n   IF(\n    FixtureInclude=\"x\",\n    ROW(FixtureInstCosts)-ROW(Fixtures!$B$36)\n   ),\n   COLUMNS($D64:CH64)\n  )\n ),\"\")","v":""},{"$f":"IFERROR(\n INDEX(FixtureInstCosts,\n  SMALL(\n   IF(\n    FixtureInclude=\"x\",\n    ROW(FixtureInstCosts)-ROW(Fixtures!$B$36)\n   ),\n   COLUMNS($D64:CI64)\n  )\n ),\"\")","v":""},{"$f":"IFERROR(\n INDEX(FixtureInstCosts,\n  SMALL(\n   IF(\n    FixtureInclude=\"x\",\n    ROW(FixtureInstCosts)-ROW(Fixtures!$B$36)\n   ),\n   COLUMNS($D64:CJ64)\n  )\n ),\"\")","v":""},{"$f":"IFERROR(\n INDEX(FixtureInstCosts,\n  SMALL(\n   IF(\n    FixtureInclude=\"x\",\n    ROW(FixtureInstCosts)-ROW(Fixtures!$B$36)\n   ),\n   COLUMNS($D64:CK64)\n  )\n ),\"\")","v":""},{"$f":"IFERROR(\n INDEX(FixtureInstCosts,\n  SMALL(\n   IF(\n    FixtureInclude=\"x\",\n    ROW(FixtureInstCosts)-ROW(Fixtures!$B$36)\n   ),\n   COLUMNS($D64:CL64)\n  )\n ),\"\")","v":""},{"$f":"IFERROR(\n INDEX(FixtureInstCosts,\n  SMALL(\n   IF(\n    FixtureInclude=\"x\",\n    ROW(FixtureInstCosts)-ROW(Fixtures!$B$36)\n   ),\n   COLUMNS($D64:CM64)\n  )\n ),\"\")","v":""},{"$f":"IFERROR(\n INDEX(FixtureInstCosts,\n  SMALL(\n   IF(\n    FixtureInclude=\"x\",\n    ROW(FixtureInstCosts)-ROW(Fixtures!$B$36)\n   ),\n   COLUMNS($D64:CN64)\n  )\n ),\"\")","v":""},{"$f":"IFERROR(\n INDEX(FixtureInstCosts,\n  SMALL(\n   IF(\n    FixtureInclude=\"x\",\n    ROW(FixtureInstCosts)-ROW(Fixtures!$B$36)\n   ),\n   COLUMNS($D64:CO64)\n  )\n ),\"\")","v":""},{"$f":"IFERROR(\n INDEX(FixtureInstCosts,\n  SMALL(\n   IF(\n    FixtureInclude=\"x\",\n    ROW(FixtureInstCosts)-ROW(Fixtures!$B$36)\n   ),\n   COLUMNS($D64:CP64)\n  )\n ),\"\")","v":""},{"$f":"IFERROR(\n INDEX(FixtureInstCosts,\n  SMALL(\n   IF(\n    FixtureInclude=\"x\",\n    ROW(FixtureInstCosts)-ROW(Fixtures!$B$36)\n   ),\n   COLUMNS($D64:CQ64)\n  )\n ),\"\")","v":""},{"$f":"IFERROR(\n INDEX(FixtureInstCosts,\n  SMALL(\n   IF(\n    FixtureInclude=\"x\",\n    ROW(FixtureInstCosts)-ROW(Fixtures!$B$36)\n   ),\n   COLUMNS($D64:CR64)\n  )\n ),\"\")","v":""},{"$f":"IFERROR(\n INDEX(FixtureInstCosts,\n  SMALL(\n   IF(\n    FixtureInclude=\"x\",\n    ROW(FixtureInstCosts)-ROW(Fixtures!$B$36)\n   ),\n   COLUMNS($D64:CS64)\n  )\n ),\"\")","v":""},{"$f":"IFERROR(\n INDEX(FixtureInstCosts,\n  SMALL(\n   IF(\n    FixtureInclude=\"x\",\n    ROW(FixtureInstCosts)-ROW(Fixtures!$B$36)\n   ),\n   COLUMNS($D64:CT64)\n  )\n ),\"\")","v":""},{"$f":"IFERROR(\n INDEX(FixtureInstCosts,\n  SMALL(\n   IF(\n    FixtureInclude=\"x\",\n    ROW(FixtureInstCosts)-ROW(Fixtures!$B$36)\n   ),\n   COLUMNS($D64:CU64)\n  )\n ),\"\")","v":""},{"$f":"IFERROR(\n INDEX(FixtureInstCosts,\n  SMALL(\n   IF(\n    FixtureInclude=\"x\",\n    ROW(FixtureInstCosts)-ROW(Fixtures!$B$36)\n   ),\n   COLUMNS($D64:CV64)\n  )\n ),\"\")","v":""},{"$f":"IFERROR(\n INDEX(FixtureInstCosts,\n  SMALL(\n   IF(\n    FixtureInclude=\"x\",\n    ROW(FixtureInstCosts)-ROW(Fixtures!$B$36)\n   ),\n   COLUMNS($D64:CW64)\n  )\n ),\"\")","v":""},{"$f":"IFERROR(\n INDEX(FixtureInstCosts,\n  SMALL(\n   IF(\n    FixtureInclude=\"x\",\n    ROW(FixtureInstCosts)-ROW(Fixtures!$B$36)\n   ),\n   COLUMNS($D64:CX64)\n  )\n ),\"\")","v":""},{"$f":"IFERROR(\n INDEX(FixtureInstCosts,\n  SMALL(\n   IF(\n    FixtureInclude=\"x\",\n    ROW(FixtureInstCosts)-ROW(Fixtures!$B$36)\n   ),\n   COLUMNS($D64:CY64)\n  )\n ),\"\")","v":""},{"$f":"IFERROR(\n INDEX(FixtureInstCosts,\n  SMALL(\n   IF(\n    FixtureInclude=\"x\",\n    ROW(FixtureInstCosts)-ROW(Fixtures!$B$36)\n   ),\n   COLUMNS($D64:CZ64)\n  )\n ),\"\")","v":""},{"$f":"IFERROR(\n INDEX(FixtureInstCosts,\n  SMALL(\n   IF(\n    FixtureInclude=\"x\",\n    ROW(FixtureInstCosts)-ROW(Fixtures!$B$36)\n   ),\n   COLUMNS($D64:DA64)\n  )\n ),\"\")","v":""},{"$f":"IFERROR(\n INDEX(FixtureInstCosts,\n  SMALL(\n   IF(\n    FixtureInclude=\"x\",\n    ROW(FixtureInstCosts)-ROW(Fixtures!$B$36)\n   ),\n   COLUMNS($D64:DB64)\n  )\n ),\"\")","v":""},{"$f":"IFERROR(\n INDEX(FixtureInstCosts,\n  SMALL(\n   IF(\n    FixtureInclude=\"x\",\n    ROW(FixtureInstCosts)-ROW(Fixtures!$B$36)\n   ),\n   COLUMNS($D64:DC64)\n  )\n ),\"\")","v":""},{"$f":"IFERROR(\n INDEX(FixtureInstCosts,\n  SMALL(\n   IF(\n    FixtureInclude=\"x\",\n    ROW(FixtureInstCosts)-ROW(Fixtures!$B$36)\n   ),\n   COLUMNS($D64:DD64)\n  )\n ),\"\")","v":""},{"$f":"IFERROR(\n INDEX(FixtureInstCosts,\n  SMALL(\n   IF(\n    FixtureInclude=\"x\",\n    ROW(FixtureInstCosts)-ROW(Fixtures!$B$36)\n   ),\n   COLUMNS($D64:DE64)\n  )\n ),\"\")","v":""},{"$f":"IFERROR(\n INDEX(FixtureInstCosts,\n  SMALL(\n   IF(\n    FixtureInclude=\"x\",\n    ROW(FixtureInstCosts)-ROW(Fixtures!$B$36)\n   ),\n   COLUMNS($D64:DF64)\n  )\n ),\"\")","v":""},{"$f":"IFERROR(\n INDEX(FixtureInstCosts,\n  SMALL(\n   IF(\n    FixtureInclude=\"x\",\n    ROW(FixtureInstCosts)-ROW(Fixtures!$B$36)\n   ),\n   COLUMNS($D64:DG64)\n  )\n ),\"\")","v":""},{"$f":"IFERROR(\n INDEX(FixtureInstCosts,\n  SMALL(\n   IF(\n    FixtureInclude=\"x\",\n    ROW(FixtureInstCosts)-ROW(Fixtures!$B$36)\n   ),\n   COLUMNS($D64:DH64)\n  )\n ),\"\")","v":""}]
[null,{"$f":"Fixtures!E25","v":"One-time Rebate or Subsidy ($/fixture)"},{"$f":"Fixtures!F25","v":0},{"$f":"IFERROR(\n INDEX(FixtureRebCosts,\n  SMALL(\n   IF(\n    FixtureInclude=\"x\",\n    ROW(FixtureRebCosts)-ROW(Fixtures!$B$36)\n   ),\n   COLUMNS($D65:D65)\n  )\n ),\"\")","v":""},{"$f":"IFERROR(\n INDEX(FixtureRebCosts,\n  SMALL(\n   IF(\n    FixtureInclude=\"x\",\n    ROW(FixtureRebCosts)-ROW(Fixtures!$B$36)\n   ),\n   COLUMNS($D65:E65)\n  )\n ),\"\")","v":""},{"$f":"IFERROR(\n INDEX(FixtureRebCosts,\n  SMALL(\n   IF(\n    FixtureInclude=\"x\",\n    ROW(FixtureRebCosts)-ROW(Fixtures!$B$36)\n   ),\n   COLUMNS($D65:F65)\n  )\n ),\"\")","v":""},{"$f":"IFERROR(\n INDEX(FixtureRebCosts,\n  SMALL(\n   IF(\n    FixtureInclude=\"x\",\n    ROW(FixtureRebCosts)-ROW(Fixtures!$B$36)\n   ),\n   COLUMNS($D65:G65)\n  )\n ),\"\")","v":""},{"$f":"IFERROR(\n INDEX(FixtureRebCosts,\n  SMALL(\n   IF(\n    FixtureInclude=\"x\",\n    ROW(FixtureRebCosts)-ROW(Fixtures!$B$36)\n   ),\n   COLUMNS($D65:H65)\n  )\n ),\"\")","v":""},{"$f":"IFERROR(\n INDEX(FixtureRebCosts,\n  SMALL(\n   IF(\n    FixtureInclude=\"x\",\n    ROW(FixtureRebCosts)-ROW(Fixtures!$B$36)\n   ),\n   COLUMNS($D65:I65)\n  )\n ),\"\")","v":""},{"$f":"IFERROR(\n INDEX(FixtureRebCosts,\n  SMALL(\n   IF(\n    FixtureInclude=\"x\",\n    ROW(FixtureRebCosts)-ROW(Fixtures!$B$36)\n   ),\n   COLUMNS($D65:J65)\n  )\n ),\"\")","v":""},{"$f":"IFERROR(\n INDEX(FixtureRebCosts,\n  SMALL(\n   IF(\n    FixtureInclude=\"x\",\n    ROW(FixtureRebCosts)-ROW(Fixtures!$B$36)\n   ),\n   COLUMNS($D65:K65)\n  )\n ),\"\")","v":""},{"$f":"IFERROR(\n INDEX(FixtureRebCosts,\n  SMALL(\n   IF(\n    FixtureInclude=\"x\",\n    ROW(FixtureRebCosts)-ROW(Fixtures!$B$36)\n   ),\n   COLUMNS($D65:L65)\n  )\n ),\"\")","v":""},{"$f":"IFERROR(\n INDEX(FixtureRebCosts,\n  SMALL(\n   IF(\n    FixtureInclude=\"x\",\n    ROW(FixtureRebCosts)-ROW(Fixtures!$B$36)\n   ),\n   COLUMNS($D65:M65)\n  )\n ),\"\")","v":""},{"$f":"IFERROR(\n INDEX(FixtureRebCosts,\n  SMALL(\n   IF(\n    FixtureInclude=\"x\",\n    ROW(FixtureRebCosts)-ROW(Fixtures!$B$36)\n   ),\n   COLUMNS($D65:N65)\n  )\n ),\"\")","v":""},{"$f":"IFERROR(\n INDEX(FixtureRebCosts,\n  SMALL(\n   IF(\n    FixtureInclude=\"x\",\n    ROW(FixtureRebCosts)-ROW(Fixtures!$B$36)\n   ),\n   COLUMNS($D65:O65)\n  )\n ),\"\")","v":""},{"$f":"IFERROR(\n INDEX(FixtureRebCosts,\n  SMALL(\n   IF(\n    FixtureInclude=\"x\",\n    ROW(FixtureRebCosts)-ROW(Fixtures!$B$36)\n   ),\n   COLUMNS($D65:P65)\n  )\n ),\"\")","v":""},{"$f":"IFERROR(\n INDEX(FixtureRebCosts,\n  SMALL(\n   IF(\n    FixtureInclude=\"x\",\n    ROW(FixtureRebCosts)-ROW(Fixtures!$B$36)\n   ),\n   COLUMNS($D65:Q65)\n  )\n ),\"\")","v":""},{"$f":"IFERROR(\n INDEX(FixtureRebCosts,\n  SMALL(\n   IF(\n    FixtureInclude=\"x\",\n    ROW(FixtureRebCosts)-ROW(Fixtures!$B$36)\n   ),\n   COLUMNS($D65:R65)\n  )\n ),\"\")","v":""},{"$f":"IFERROR(\n INDEX(FixtureRebCosts,\n  SMALL(\n   IF(\n    FixtureInclude=\"x\",\n    ROW(FixtureRebCosts)-ROW(Fixtures!$B$36)\n   ),\n   COLUMNS($D65:S65)\n  )\n ),\"\")","v":""},{"$f":"IFERROR(\n INDEX(FixtureRebCosts,\n  SMALL(\n   IF(\n    FixtureInclude=\"x\",\n    ROW(FixtureRebCosts)-ROW(Fixtures!$B$36)\n   ),\n   COLUMNS($D65:T65)\n  )\n ),\"\")","v":""},{"$f":"IFERROR(\n INDEX(FixtureRebCosts,\n  SMALL(\n   IF(\n    FixtureInclude=\"x\",\n    ROW(FixtureRebCosts)-ROW(Fixtures!$B$36)\n   ),\n   COLUMNS($D65:U65)\n  )\n ),\"\")","v":""},{"$f":"IFERROR(\n INDEX(FixtureRebCosts,\n  SMALL(\n   IF(\n    FixtureInclude=\"x\",\n    ROW(FixtureRebCosts)-ROW(Fixtures!$B$36)\n   ),\n   COLUMNS($D65:V65)\n  )\n ),\"\")","v":""},{"$f":"IFERROR(\n INDEX(FixtureRebCosts,\n  SMALL(\n   IF(\n    FixtureInclude=\"x\",\n    ROW(FixtureRebCosts)-ROW(Fixtures!$B$36)\n   ),\n   COLUMNS($D65:W65)\n  )\n ),\"\")","v":""},{"$f":"IFERROR(\n INDEX(FixtureRebCosts,\n  SMALL(\n   IF(\n    FixtureInclude=\"x\",\n    ROW(FixtureRebCosts)-ROW(Fixtures!$B$36)\n   ),\n   COLUMNS($D65:X65)\n  )\n ),\"\")","v":""},{"$f":"IFERROR(\n INDEX(FixtureRebCosts,\n  SMALL(\n   IF(\n    FixtureInclude=\"x\",\n    ROW(FixtureRebCosts)-ROW(Fixtures!$B$36)\n   ),\n   COLUMNS($D65:Y65)\n  )\n ),\"\")","v":""},{"$f":"IFERROR(\n INDEX(FixtureRebCosts,\n  SMALL(\n   IF(\n    FixtureInclude=\"x\",\n    ROW(FixtureRebCosts)-ROW(Fixtures!$B$36)\n   ),\n   COLUMNS($D65:Z65)\n  )\n ),\"\")","v":""},{"$f":"IFERROR(\n INDEX(FixtureRebCosts,\n  SMALL(\n   IF(\n    FixtureInclude=\"x\",\n    ROW(FixtureRebCosts)-ROW(Fixtures!$B$36)\n   ),\n   COLUMNS($D65:AA65)\n  )\n ),\"\")","v":""},{"$f":"IFERROR(\n INDEX(FixtureRebCosts,\n  SMALL(\n   IF(\n    FixtureInclude=\"x\",\n    ROW(FixtureRebCosts)-ROW(Fixtures!$B$36)\n   ),\n   COLUMNS($D65:AB65)\n  )\n ),\"\")","v":""},{"$f":"IFERROR(\n INDEX(FixtureRebCosts,\n  SMALL(\n   IF(\n    FixtureInclude=\"x\",\n    ROW(FixtureRebCosts)-ROW(Fixtures!$B$36)\n   ),\n   COLUMNS($D65:AC65)\n  )\n ),\"\")","v":""},{"$f":"IFERROR(\n INDEX(FixtureRebCosts,\n  SMALL(\n   IF(\n    FixtureInclude=\"x\",\n    ROW(FixtureRebCosts)-ROW(Fixtures!$B$36)\n   ),\n   COLUMNS($D65:AD65)\n  )\n ),\"\")","v":""},{"$f":"IFERROR(\n INDEX(FixtureRebCosts,\n  SMALL(\n   IF(\n    FixtureInclude=\"x\",\n    ROW(FixtureRebCosts)-ROW(Fixtures!$B$36)\n   ),\n   COLUMNS($D65:AE65)\n  )\n ),\"\")","v":""},{"$f":"IFERROR(\n INDEX(FixtureRebCosts,\n  SMALL(\n   IF(\n    FixtureInclude=\"x\",\n    ROW(FixtureRebCosts)-ROW(Fixtures!$B$36)\n   ),\n   COLUMNS($D65:AF65)\n  )\n ),\"\")","v":""},{"$f":"IFERROR(\n INDEX(FixtureRebCosts,\n  SMALL(\n   IF(\n    FixtureInclude=\"x\",\n    ROW(FixtureRebCosts)-ROW(Fixtures!$B$36)\n   ),\n   COLUMNS($D65:AG65)\n  )\n ),\"\")","v":""},{"$f":"IFERROR(\n INDEX(FixtureRebCosts,\n  SMALL(\n   IF(\n    FixtureInclude=\"x\",\n    ROW(FixtureRebCosts)-ROW(Fixtures!$B$36)\n   ),\n   COLUMNS($D65:AH65)\n  )\n ),\"\")","v":""},{"$f":"IFERROR(\n INDEX(FixtureRebCosts,\n  SMALL(\n   IF(\n    FixtureInclude=\"x\",\n    ROW(FixtureRebCosts)-ROW(Fixtures!$B$36)\n   ),\n   COLUMNS($D65:AI65)\n  )\n ),\"\")","v":""},{"$f":"IFERROR(\n INDEX(FixtureRebCosts,\n  SMALL(\n   IF(\n    FixtureInclude=\"x\",\n    ROW(FixtureRebCosts)-ROW(Fixtures!$B$36)\n   ),\n   COLUMNS($D65:AJ65)\n  )\n ),\"\")","v":""},{"$f":"IFERROR(\n INDEX(FixtureRebCosts,\n  SMALL(\n   IF(\n    FixtureInclude=\"x\",\n    ROW(FixtureRebCosts)-ROW(Fixtures!$B$36)\n   ),\n   COLUMNS($D65:AK65)\n  )\n ),\"\")","v":""},{"$f":"IFERROR(\n INDEX(FixtureRebCosts,\n  SMALL(\n   IF(\n    FixtureInclude=\"x\",\n    ROW(FixtureRebCosts)-ROW(Fixtures!$B$36)\n   ),\n   COLUMNS($D65:AL65)\n  )\n ),\"\")","v":""},{"$f":"IFERROR(\n INDEX(FixtureRebCosts,\n  SMALL(\n   IF(\n    FixtureInclude=\"x\",\n    ROW(FixtureRebCosts)-ROW(Fixtures!$B$36)\n   ),\n   COLUMNS($D65:AM65)\n  )\n ),\"\")","v":""},{"$f":"IFERROR(\n INDEX(FixtureRebCosts,\n  SMALL(\n   IF(\n    FixtureInclude=\"x\",\n    ROW(FixtureRebCosts)-ROW(Fixtures!$B$36)\n   ),\n   COLUMNS($D65:AN65)\n  )\n ),\"\")","v":""},{"$f":"IFERROR(\n INDEX(FixtureRebCosts,\n  SMALL(\n   IF(\n    FixtureInclude=\"x\",\n    ROW(FixtureRebCosts)-ROW(Fixtures!$B$36)\n   ),\n   COLUMNS($D65:AO65)\n  )\n ),\"\")","v":""},{"$f":"IFERROR(\n INDEX(FixtureRebCosts,\n  SMALL(\n   IF(\n    FixtureInclude=\"x\",\n    ROW(FixtureRebCosts)-ROW(Fixtures!$B$36)\n   ),\n   COLUMNS($D65:AP65)\n  )\n ),\"\")","v":""},{"$f":"IFERROR(\n INDEX(FixtureRebCosts,\n  SMALL(\n   IF(\n    FixtureInclude=\"x\",\n    ROW(FixtureRebCosts)-ROW(Fixtures!$B$36)\n   ),\n   COLUMNS($D65:AQ65)\n  )\n ),\"\")","v":""},{"$f":"IFERROR(\n INDEX(FixtureRebCosts,\n  SMALL(\n   IF(\n    FixtureInclude=\"x\",\n    ROW(FixtureRebCosts)-ROW(Fixtures!$B$36)\n   ),\n   COLUMNS($D65:AR65)\n  )\n ),\"\")","v":""},{"$f":"IFERROR(\n INDEX(FixtureRebCosts,\n  SMALL(\n   IF(\n    FixtureInclude=\"x\",\n    ROW(FixtureRebCosts)-ROW(Fixtures!$B$36)\n   ),\n   COLUMNS($D65:AS65)\n  )\n ),\"\")","v":""},{"$f":"IFERROR(\n INDEX(FixtureRebCosts,\n  SMALL(\n   IF(\n    FixtureInclude=\"x\",\n    ROW(FixtureRebCosts)-ROW(Fixtures!$B$36)\n   ),\n   COLUMNS($D65:AT65)\n  )\n ),\"\")","v":""},{"$f":"IFERROR(\n INDEX(FixtureRebCosts,\n  SMALL(\n   IF(\n    FixtureInclude=\"x\",\n    ROW(FixtureRebCosts)-ROW(Fixtures!$B$36)\n   ),\n   COLUMNS($D65:AU65)\n  )\n ),\"\")","v":""},{"$f":"IFERROR(\n INDEX(FixtureRebCosts,\n  SMALL(\n   IF(\n    FixtureInclude=\"x\",\n    ROW(FixtureRebCosts)-ROW(Fixtures!$B$36)\n   ),\n   COLUMNS($D65:AV65)\n  )\n ),\"\")","v":""},{"$f":"IFERROR(\n INDEX(FixtureRebCosts,\n  SMALL(\n   IF(\n    FixtureInclude=\"x\",\n    ROW(FixtureRebCosts)-ROW(Fixtures!$B$36)\n   ),\n   COLUMNS($D65:AW65)\n  )\n ),\"\")","v":""},{"$f":"IFERROR(\n INDEX(FixtureRebCosts,\n  SMALL(\n   IF(\n    FixtureInclude=\"x\",\n    ROW(FixtureRebCosts)-ROW(Fixtures!$B$36)\n   ),\n   COLUMNS($D65:AX65)\n  )\n ),\"\")","v":""},{"$f":"IFERROR(\n INDEX(FixtureRebCosts,\n  SMALL(\n   IF(\n    FixtureInclude=\"x\",\n    ROW(FixtureRebCosts)-ROW(Fixtures!$B$36)\n   ),\n   COLUMNS($D65:AY65)\n  )\n ),\"\")","v":""},{"$f":"IFERROR(\n INDEX(FixtureRebCosts,\n  SMALL(\n   IF(\n    FixtureInclude=\"x\",\n    ROW(FixtureRebCosts)-ROW(Fixtures!$B$36)\n   ),\n   COLUMNS($D65:AZ65)\n  )\n ),\"\")","v":""},{"$f":"IFERROR(\n INDEX(FixtureRebCosts,\n  SMALL(\n   IF(\n    FixtureInclude=\"x\",\n    ROW(FixtureRebCosts)-ROW(Fixtures!$B$36)\n   ),\n   COLUMNS($D65:BA65)\n  )\n ),\"\")","v":""},{"$f":"IFERROR(\n INDEX(FixtureRebCosts,\n  SMALL(\n   IF(\n    FixtureInclude=\"x\",\n    ROW(FixtureRebCosts)-ROW(Fixtures!$B$36)\n   ),\n   COLUMNS($D65:BB65)\n  )\n ),\"\")","v":""},{"$f":"IFERROR(\n INDEX(FixtureRebCosts,\n  SMALL(\n   IF(\n    FixtureInclude=\"x\",\n    ROW(FixtureRebCosts)-ROW(Fixtures!$B$36)\n   ),\n   COLUMNS($D65:BC65)\n  )\n ),\"\")","v":""},{"$f":"IFERROR(\n INDEX(FixtureRebCosts,\n  SMALL(\n   IF(\n    FixtureInclude=\"x\",\n    ROW(FixtureRebCosts)-ROW(Fixtures!$B$36)\n   ),\n   COLUMNS($D65:BD65)\n  )\n ),\"\")","v":""},{"$f":"IFERROR(\n INDEX(FixtureRebCosts,\n  SMALL(\n   IF(\n    FixtureInclude=\"x\",\n    ROW(FixtureRebCosts)-ROW(Fixtures!$B$36)\n   ),\n   COLUMNS($D65:BE65)\n  )\n ),\"\")","v":""},{"$f":"IFERROR(\n INDEX(FixtureRebCosts,\n  SMALL(\n   IF(\n    FixtureInclude=\"x\",\n    ROW(FixtureRebCosts)-ROW(Fixtures!$B$36)\n   ),\n   COLUMNS($D65:BF65)\n  )\n ),\"\")","v":""},{"$f":"IFERROR(\n INDEX(FixtureRebCosts,\n  SMALL(\n   IF(\n    FixtureInclude=\"x\",\n    ROW(FixtureRebCosts)-ROW(Fixtures!$B$36)\n   ),\n   COLUMNS($D65:BG65)\n  )\n ),\"\")","v":""},{"$f":"IFERROR(\n INDEX(FixtureRebCosts,\n  SMALL(\n   IF(\n    FixtureInclude=\"x\",\n    ROW(FixtureRebCosts)-ROW(Fixtures!$B$36)\n   ),\n   COLUMNS($D65:BH65)\n  )\n ),\"\")","v":""},{"$f":"IFERROR(\n INDEX(FixtureRebCosts,\n  SMALL(\n   IF(\n    FixtureInclude=\"x\",\n    ROW(FixtureRebCosts)-ROW(Fixtures!$B$36)\n   ),\n   COLUMNS($D65:BI65)\n  )\n ),\"\")","v":""},{"$f":"IFERROR(\n INDEX(FixtureRebCosts,\n  SMALL(\n   IF(\n    FixtureInclude=\"x\",\n    ROW(FixtureRebCosts)-ROW(Fixtures!$B$36)\n   ),\n   COLUMNS($D65:BJ65)\n  )\n ),\"\")","v":""},{"$f":"IFERROR(\n INDEX(FixtureRebCosts,\n  SMALL(\n   IF(\n    FixtureInclude=\"x\",\n    ROW(FixtureRebCosts)-ROW(Fixtures!$B$36)\n   ),\n   COLUMNS($D65:BK65)\n  )\n ),\"\")","v":""},{"$f":"IFERROR(\n INDEX(FixtureRebCosts,\n  SMALL(\n   IF(\n    FixtureInclude=\"x\",\n    ROW(FixtureRebCosts)-ROW(Fixtures!$B$36)\n   ),\n   COLUMNS($D65:BL65)\n  )\n ),\"\")","v":""},{"$f":"IFERROR(\n INDEX(FixtureRebCosts,\n  SMALL(\n   IF(\n    FixtureInclude=\"x\",\n    ROW(FixtureRebCosts)-ROW(Fixtures!$B$36)\n   ),\n   COLUMNS($D65:BM65)\n  )\n ),\"\")","v":""},{"$f":"IFERROR(\n INDEX(FixtureRebCosts,\n  SMALL(\n   IF(\n    FixtureInclude=\"x\",\n    ROW(FixtureRebCosts)-ROW(Fixtures!$B$36)\n   ),\n   COLUMNS($D65:BN65)\n  )\n ),\"\")","v":""},{"$f":"IFERROR(\n INDEX(FixtureRebCosts,\n  SMALL(\n   IF(\n    FixtureInclude=\"x\",\n    ROW(FixtureRebCosts)-ROW(Fixtures!$B$36)\n   ),\n   COLUMNS($D65:BO65)\n  )\n ),\"\")","v":""},{"$f":"IFERROR(\n INDEX(FixtureRebCosts,\n  SMALL(\n   IF(\n    FixtureInclude=\"x\",\n    ROW(FixtureRebCosts)-ROW(Fixtures!$B$36)\n   ),\n   COLUMNS($D65:BP65)\n  )\n ),\"\")","v":""},{"$f":"IFERROR(\n INDEX(FixtureRebCosts,\n  SMALL(\n   IF(\n    FixtureInclude=\"x\",\n    ROW(FixtureRebCosts)-ROW(Fixtures!$B$36)\n   ),\n   COLUMNS($D65:BQ65)\n  )\n ),\"\")","v":""},{"$f":"IFERROR(\n INDEX(FixtureRebCosts,\n  SMALL(\n   IF(\n    FixtureInclude=\"x\",\n    ROW(FixtureRebCosts)-ROW(Fixtures!$B$36)\n   ),\n   COLUMNS($D65:BR65)\n  )\n ),\"\")","v":""},{"$f":"IFERROR(\n INDEX(FixtureRebCosts,\n  SMALL(\n   IF(\n    FixtureInclude=\"x\",\n    ROW(FixtureRebCosts)-ROW(Fixtures!$B$36)\n   ),\n   COLUMNS($D65:BS65)\n  )\n ),\"\")","v":""},{"$f":"IFERROR(\n INDEX(FixtureRebCosts,\n  SMALL(\n   IF(\n    FixtureInclude=\"x\",\n    ROW(FixtureRebCosts)-ROW(Fixtures!$B$36)\n   ),\n   COLUMNS($D65:BT65)\n  )\n ),\"\")","v":""},{"$f":"IFERROR(\n INDEX(FixtureRebCosts,\n  SMALL(\n   IF(\n    FixtureInclude=\"x\",\n    ROW(FixtureRebCosts)-ROW(Fixtures!$B$36)\n   ),\n   COLUMNS($D65:BU65)\n  )\n ),\"\")","v":""},{"$f":"IFERROR(\n INDEX(FixtureRebCosts,\n  SMALL(\n   IF(\n    FixtureInclude=\"x\",\n    ROW(FixtureRebCosts)-ROW(Fixtures!$B$36)\n   ),\n   COLUMNS($D65:BV65)\n  )\n ),\"\")","v":""},{"$f":"IFERROR(\n INDEX(FixtureRebCosts,\n  SMALL(\n   IF(\n    FixtureInclude=\"x\",\n    ROW(FixtureRebCosts)-ROW(Fixtures!$B$36)\n   ),\n   COLUMNS($D65:BW65)\n  )\n ),\"\")","v":""},{"$f":"IFERROR(\n INDEX(FixtureRebCosts,\n  SMALL(\n   IF(\n    FixtureInclude=\"x\",\n    ROW(FixtureRebCosts)-ROW(Fixtures!$B$36)\n   ),\n   COLUMNS($D65:BX65)\n  )\n ),\"\")","v":""},{"$f":"IFERROR(\n INDEX(FixtureRebCosts,\n  SMALL(\n   IF(\n    FixtureInclude=\"x\",\n    ROW(FixtureRebCosts)-ROW(Fixtures!$B$36)\n   ),\n   COLUMNS($D65:BY65)\n  )\n ),\"\")","v":""},{"$f":"IFERROR(\n INDEX(FixtureRebCosts,\n  SMALL(\n   IF(\n    FixtureInclude=\"x\",\n    ROW(FixtureRebCosts)-ROW(Fixtures!$B$36)\n   ),\n   COLUMNS($D65:BZ65)\n  )\n ),\"\")","v":""},{"$f":"IFERROR(\n INDEX(FixtureRebCosts,\n  SMALL(\n   IF(\n    FixtureInclude=\"x\",\n    ROW(FixtureRebCosts)-ROW(Fixtures!$B$36)\n   ),\n   COLUMNS($D65:CA65)\n  )\n ),\"\")","v":""},{"$f":"IFERROR(\n INDEX(FixtureRebCosts,\n  SMALL(\n   IF(\n    FixtureInclude=\"x\",\n    ROW(FixtureRebCosts)-ROW(Fixtures!$B$36)\n   ),\n   COLUMNS($D65:CB65)\n  )\n ),\"\")","v":""},{"$f":"IFERROR(\n INDEX(FixtureRebCosts,\n  SMALL(\n   IF(\n    FixtureInclude=\"x\",\n    ROW(FixtureRebCosts)-ROW(Fixtures!$B$36)\n   ),\n   COLUMNS($D65:CC65)\n  )\n ),\"\")","v":""},{"$f":"IFERROR(\n INDEX(FixtureRebCosts,\n  SMALL(\n   IF(\n    FixtureInclude=\"x\",\n    ROW(FixtureRebCosts)-ROW(Fixtures!$B$36)\n   ),\n   COLUMNS($D65:CD65)\n  )\n ),\"\")","v":""},{"$f":"IFERROR(\n INDEX(FixtureRebCosts,\n  SMALL(\n   IF(\n    FixtureInclude=\"x\",\n    ROW(FixtureRebCosts)-ROW(Fixtures!$B$36)\n   ),\n   COLUMNS($D65:CE65)\n  )\n ),\"\")","v":""},{"$f":"IFERROR(\n INDEX(FixtureRebCosts,\n  SMALL(\n   IF(\n    FixtureInclude=\"x\",\n    ROW(FixtureRebCosts)-ROW(Fixtures!$B$36)\n   ),\n   COLUMNS($D65:CF65)\n  )\n ),\"\")","v":""},{"$f":"IFERROR(\n INDEX(FixtureRebCosts,\n  SMALL(\n   IF(\n    FixtureInclude=\"x\",\n    ROW(FixtureRebCosts)-ROW(Fixtures!$B$36)\n   ),\n   COLUMNS($D65:CG65)\n  )\n ),\"\")","v":""},{"$f":"IFERROR(\n INDEX(FixtureRebCosts,\n  SMALL(\n   IF(\n    FixtureInclude=\"x\",\n    ROW(FixtureRebCosts)-ROW(Fixtures!$B$36)\n   ),\n   COLUMNS($D65:CH65)\n  )\n ),\"\")","v":""},{"$f":"IFERROR(\n INDEX(FixtureRebCosts,\n  SMALL(\n   IF(\n    FixtureInclude=\"x\",\n    ROW(FixtureRebCosts)-ROW(Fixtures!$B$36)\n   ),\n   COLUMNS($D65:CI65)\n  )\n ),\"\")","v":""},{"$f":"IFERROR(\n INDEX(FixtureRebCosts,\n  SMALL(\n   IF(\n    FixtureInclude=\"x\",\n    ROW(FixtureRebCosts)-ROW(Fixtures!$B$36)\n   ),\n   COLUMNS($D65:CJ65)\n  )\n ),\"\")","v":""},{"$f":"IFERROR(\n INDEX(FixtureRebCosts,\n  SMALL(\n   IF(\n    FixtureInclude=\"x\",\n    ROW(FixtureRebCosts)-ROW(Fixtures!$B$36)\n   ),\n   COLUMNS($D65:CK65)\n  )\n ),\"\")","v":""},{"$f":"IFERROR(\n INDEX(FixtureRebCosts,\n  SMALL(\n   IF(\n    FixtureInclude=\"x\",\n    ROW(FixtureRebCosts)-ROW(Fixtures!$B$36)\n   ),\n   COLUMNS($D65:CL65)\n  )\n ),\"\")","v":""},{"$f":"IFERROR(\n INDEX(FixtureRebCosts,\n  SMALL(\n   IF(\n    FixtureInclude=\"x\",\n    ROW(FixtureRebCosts)-ROW(Fixtures!$B$36)\n   ),\n   COLUMNS($D65:CM65)\n  )\n ),\"\")","v":""},{"$f":"IFERROR(\n INDEX(FixtureRebCosts,\n  SMALL(\n   IF(\n    FixtureInclude=\"x\",\n    ROW(FixtureRebCosts)-ROW(Fixtures!$B$36)\n   ),\n   COLUMNS($D65:CN65)\n  )\n ),\"\")","v":""},{"$f":"IFERROR(\n INDEX(FixtureRebCosts,\n  SMALL(\n   IF(\n    FixtureInclude=\"x\",\n    ROW(FixtureRebCosts)-ROW(Fixtures!$B$36)\n   ),\n   COLUMNS($D65:CO65)\n  )\n ),\"\")","v":""},{"$f":"IFERROR(\n INDEX(FixtureRebCosts,\n  SMALL(\n   IF(\n    FixtureInclude=\"x\",\n    ROW(FixtureRebCosts)-ROW(Fixtures!$B$36)\n   ),\n   COLUMNS($D65:CP65)\n  )\n ),\"\")","v":""},{"$f":"IFERROR(\n INDEX(FixtureRebCosts,\n  SMALL(\n   IF(\n    FixtureInclude=\"x\",\n    ROW(FixtureRebCosts)-ROW(Fixtures!$B$36)\n   ),\n   COLUMNS($D65:CQ65)\n  )\n ),\"\")","v":""},{"$f":"IFERROR(\n INDEX(FixtureRebCosts,\n  SMALL(\n   IF(\n    FixtureInclude=\"x\",\n    ROW(FixtureRebCosts)-ROW(Fixtures!$B$36)\n   ),\n   COLUMNS($D65:CR65)\n  )\n ),\"\")","v":""},{"$f":"IFERROR(\n INDEX(FixtureRebCosts,\n  SMALL(\n   IF(\n    FixtureInclude=\"x\",\n    ROW(FixtureRebCosts)-ROW(Fixtures!$B$36)\n   ),\n   COLUMNS($D65:CS65)\n  )\n ),\"\")","v":""},{"$f":"IFERROR(\n INDEX(FixtureRebCosts,\n  SMALL(\n   IF(\n    FixtureInclude=\"x\",\n    ROW(FixtureRebCosts)-ROW(Fixtures!$B$36)\n   ),\n   COLUMNS($D65:CT65)\n  )\n ),\"\")","v":""},{"$f":"IFERROR(\n INDEX(FixtureRebCosts,\n  SMALL(\n   IF(\n    FixtureInclude=\"x\",\n    ROW(FixtureRebCosts)-ROW(Fixtures!$B$36)\n   ),\n   COLUMNS($D65:CU65)\n  )\n ),\"\")","v":""},{"$f":"IFERROR(\n INDEX(FixtureRebCosts,\n  SMALL(\n   IF(\n    FixtureInclude=\"x\",\n    ROW(FixtureRebCosts)-ROW(Fixtures!$B$36)\n   ),\n   COLUMNS($D65:CV65)\n  )\n ),\"\")","v":""},{"$f":"IFERROR(\n INDEX(FixtureRebCosts,\n  SMALL(\n   IF(\n    FixtureInclude=\"x\",\n    ROW(FixtureRebCosts)-ROW(Fixtures!$B$36)\n   ),\n   COLUMNS($D65:CW65)\n  )\n ),\"\")","v":""},{"$f":"IFERROR(\n INDEX(FixtureRebCosts,\n  SMALL(\n   IF(\n    FixtureInclude=\"x\",\n    ROW(FixtureRebCosts)-ROW(Fixtures!$B$36)\n   ),\n   COLUMNS($D65:CX65)\n  )\n ),\"\")","v":""},{"$f":"IFERROR(\n INDEX(FixtureRebCosts,\n  SMALL(\n   IF(\n    FixtureInclude=\"x\",\n    ROW(FixtureRebCosts)-ROW(Fixtures!$B$36)\n   ),\n   COLUMNS($D65:CY65)\n  )\n ),\"\")","v":""},{"$f":"IFERROR(\n INDEX(FixtureRebCosts,\n  SMALL(\n   IF(\n    FixtureInclude=\"x\",\n    ROW(FixtureRebCosts)-ROW(Fixtures!$B$36)\n   ),\n   COLUMNS($D65:CZ65)\n  )\n ),\"\")","v":""},{"$f":"IFERROR(\n INDEX(FixtureRebCosts,\n  SMALL(\n   IF(\n    FixtureInclude=\"x\",\n    ROW(FixtureRebCosts)-ROW(Fixtures!$B$36)\n   ),\n   COLUMNS($D65:DA65)\n  )\n ),\"\")","v":""},{"$f":"IFERROR(\n INDEX(FixtureRebCosts,\n  SMALL(\n   IF(\n    FixtureInclude=\"x\",\n    ROW(FixtureRebCosts)-ROW(Fixtures!$B$36)\n   ),\n   COLUMNS($D65:DB65)\n  )\n ),\"\")","v":""},{"$f":"IFERROR(\n INDEX(FixtureRebCosts,\n  SMALL(\n   IF(\n    FixtureInclude=\"x\",\n    ROW(FixtureRebCosts)-ROW(Fixtures!$B$36)\n   ),\n   COLUMNS($D65:DC65)\n  )\n ),\"\")","v":""},{"$f":"IFERROR(\n INDEX(FixtureRebCosts,\n  SMALL(\n   IF(\n    FixtureInclude=\"x\",\n    ROW(FixtureRebCosts)-ROW(Fixtures!$B$36)\n   ),\n   COLUMNS($D65:DD65)\n  )\n ),\"\")","v":""},{"$f":"IFERROR(\n INDEX(FixtureRebCosts,\n  SMALL(\n   IF(\n    FixtureInclude=\"x\",\n    ROW(FixtureRebCosts)-ROW(Fixtures!$B$36)\n   ),\n   COLUMNS($D65:DE65)\n  )\n ),\"\")","v":""},{"$f":"IFERROR(\n INDEX(FixtureRebCosts,\n  SMALL(\n   IF(\n    FixtureInclude=\"x\",\n    ROW(FixtureRebCosts)-ROW(Fixtures!$B$36)\n   ),\n   COLUMNS($D65:DF65)\n  )\n ),\"\")","v":""},{"$f":"IFERROR(\n INDEX(FixtureRebCosts,\n  SMALL(\n   IF(\n    FixtureInclude=\"x\",\n    ROW(FixtureRebCosts)-ROW(Fixtures!$B$36)\n   ),\n   COLUMNS($D65:DG65)\n  )\n ),\"\")","v":""},{"$f":"IFERROR(\n INDEX(FixtureRebCosts,\n  SMALL(\n   IF(\n    FixtureInclude=\"x\",\n    ROW(FixtureRebCosts)-ROW(Fixtures!$B$36)\n   ),\n   COLUMNS($D65:DH65)\n  )\n ),\"\")","v":""}]
[null,{"$f":"Fixtures!E26","v":"Annual Maintenance Cost ($/year)"},{"$f":"Fixtures!F26","v":"?"},{"$f":"IFERROR(\n INDEX(FixtureMaintCosts,\n  SMALL(\n   IF(\n    FixtureInclude=\"x\",\n    ROW(FixtureMaintCosts)-ROW(Fixtures!$B$36)\n   ),\n   COLUMNS($D66:D66)\n  )\n ),\"\")","v":""},{"$f":"IFERROR(\n INDEX(FixtureMaintCosts,\n  SMALL(\n   IF(\n    FixtureInclude=\"x\",\n    ROW(FixtureMaintCosts)-ROW(Fixtures!$B$36)\n   ),\n   COLUMNS($D66:E66)\n  )\n ),\"\")","v":""},{"$f":"IFERROR(\n INDEX(FixtureMaintCosts,\n  SMALL(\n   IF(\n    FixtureInclude=\"x\",\n    ROW(FixtureMaintCosts)-ROW(Fixtures!$B$36)\n   ),\n   COLUMNS($D66:F66)\n  )\n ),\"\")","v":""},{"$f":"IFERROR(\n INDEX(FixtureMaintCosts,\n  SMALL(\n   IF(\n    FixtureInclude=\"x\",\n    ROW(FixtureMaintCosts)-ROW(Fixtures!$B$36)\n   ),\n   COLUMNS($D66:G66)\n  )\n ),\"\")","v":""},{"$f":"IFERROR(\n INDEX(FixtureMaintCosts,\n  SMALL(\n   IF(\n    FixtureInclude=\"x\",\n    ROW(FixtureMaintCosts)-ROW(Fixtures!$B$36)\n   ),\n   COLUMNS($D66:H66)\n  )\n ),\"\")","v":""},{"$f":"IFERROR(\n INDEX(FixtureMaintCosts,\n  SMALL(\n   IF(\n    FixtureInclude=\"x\",\n    ROW(FixtureMaintCosts)-ROW(Fixtures!$B$36)\n   ),\n   COLUMNS($D66:I66)\n  )\n ),\"\")","v":""},{"$f":"IFERROR(\n INDEX(FixtureMaintCosts,\n  SMALL(\n   IF(\n    FixtureInclude=\"x\",\n    ROW(FixtureMaintCosts)-ROW(Fixtures!$B$36)\n   ),\n   COLUMNS($D66:J66)\n  )\n ),\"\")","v":""},{"$f":"IFERROR(\n INDEX(FixtureMaintCosts,\n  SMALL(\n   IF(\n    FixtureInclude=\"x\",\n    ROW(FixtureMaintCosts)-ROW(Fixtures!$B$36)\n   ),\n   COLUMNS($D66:K66)\n  )\n ),\"\")","v":""},{"$f":"IFERROR(\n INDEX(FixtureMaintCosts,\n  SMALL(\n   IF(\n    FixtureInclude=\"x\",\n    ROW(FixtureMaintCosts)-ROW(Fixtures!$B$36)\n   ),\n   COLUMNS($D66:L66)\n  )\n ),\"\")","v":""},{"$f":"IFERROR(\n INDEX(FixtureMaintCosts,\n  SMALL(\n   IF(\n    FixtureInclude=\"x\",\n    ROW(FixtureMaintCosts)-ROW(Fixtures!$B$36)\n   ),\n   COLUMNS($D66:M66)\n  )\n ),\"\")","v":""},{"$f":"IFERROR(\n INDEX(FixtureMaintCosts,\n  SMALL(\n   IF(\n    FixtureInclude=\"x\",\n    ROW(FixtureMaintCosts)-ROW(Fixtures!$B$36)\n   ),\n   COLUMNS($D66:N66)\n  )\n ),\"\")","v":""},{"$f":"IFERROR(\n INDEX(FixtureMaintCosts,\n  SMALL(\n   IF(\n    FixtureInclude=\"x\",\n    ROW(FixtureMaintCosts)-ROW(Fixtures!$B$36)\n   ),\n   COLUMNS($D66:O66)\n  )\n ),\"\")","v":""},{"$f":"IFERROR(\n INDEX(FixtureMaintCosts,\n  SMALL(\n   IF(\n    FixtureInclude=\"x\",\n    ROW(FixtureMaintCosts)-ROW(Fixtures!$B$36)\n   ),\n   COLUMNS($D66:P66)\n  )\n ),\"\")","v":""},{"$f":"IFERROR(\n INDEX(FixtureMaintCosts,\n  SMALL(\n   IF(\n    FixtureInclude=\"x\",\n    ROW(FixtureMaintCosts)-ROW(Fixtures!$B$36)\n   ),\n   COLUMNS($D66:Q66)\n  )\n ),\"\")","v":""},{"$f":"IFERROR(\n INDEX(FixtureMaintCosts,\n  SMALL(\n   IF(\n    FixtureInclude=\"x\",\n    ROW(FixtureMaintCosts)-ROW(Fixtures!$B$36)\n   ),\n   COLUMNS($D66:R66)\n  )\n ),\"\")","v":""},{"$f":"IFERROR(\n INDEX(FixtureMaintCosts,\n  SMALL(\n   IF(\n    FixtureInclude=\"x\",\n    ROW(FixtureMaintCosts)-ROW(Fixtures!$B$36)\n   ),\n   COLUMNS($D66:S66)\n  )\n ),\"\")","v":""},{"$f":"IFERROR(\n INDEX(FixtureMaintCosts,\n  SMALL(\n   IF(\n    FixtureInclude=\"x\",\n    ROW(FixtureMaintCosts)-ROW(Fixtures!$B$36)\n   ),\n   COLUMNS($D66:T66)\n  )\n ),\"\")","v":""},{"$f":"IFERROR(\n INDEX(FixtureMaintCosts,\n  SMALL(\n   IF(\n    FixtureInclude=\"x\",\n    ROW(FixtureMaintCosts)-ROW(Fixtures!$B$36)\n   ),\n   COLUMNS($D66:U66)\n  )\n ),\"\")","v":""},{"$f":"IFERROR(\n INDEX(FixtureMaintCosts,\n  SMALL(\n   IF(\n    FixtureInclude=\"x\",\n    ROW(FixtureMaintCosts)-ROW(Fixtures!$B$36)\n   ),\n   COLUMNS($D66:V66)\n  )\n ),\"\")","v":""},{"$f":"IFERROR(\n INDEX(FixtureMaintCosts,\n  SMALL(\n   IF(\n    FixtureInclude=\"x\",\n    ROW(FixtureMaintCosts)-ROW(Fixtures!$B$36)\n   ),\n   COLUMNS($D66:W66)\n  )\n ),\"\")","v":""},{"$f":"IFERROR(\n INDEX(FixtureMaintCosts,\n  SMALL(\n   IF(\n    FixtureInclude=\"x\",\n    ROW(FixtureMaintCosts)-ROW(Fixtures!$B$36)\n   ),\n   COLUMNS($D66:X66)\n  )\n ),\"\")","v":""},{"$f":"IFERROR(\n INDEX(FixtureMaintCosts,\n  SMALL(\n   IF(\n    FixtureInclude=\"x\",\n    ROW(FixtureMaintCosts)-ROW(Fixtures!$B$36)\n   ),\n   COLUMNS($D66:Y66)\n  )\n ),\"\")","v":""},{"$f":"IFERROR(\n INDEX(FixtureMaintCosts,\n  SMALL(\n   IF(\n    FixtureInclude=\"x\",\n    ROW(FixtureMaintCosts)-ROW(Fixtures!$B$36)\n   ),\n   COLUMNS($D66:Z66)\n  )\n ),\"\")","v":""},{"$f":"IFERROR(\n INDEX(FixtureMaintCosts,\n  SMALL(\n   IF(\n    FixtureInclude=\"x\",\n    ROW(FixtureMaintCosts)-ROW(Fixtures!$B$36)\n   ),\n   COLUMNS($D66:AA66)\n  )\n ),\"\")","v":""},{"$f":"IFERROR(\n INDEX(FixtureMaintCosts,\n  SMALL(\n   IF(\n    FixtureInclude=\"x\",\n    ROW(FixtureMaintCosts)-ROW(Fixtures!$B$36)\n   ),\n   COLUMNS($D66:AB66)\n  )\n ),\"\")","v":""},{"$f":"IFERROR(\n INDEX(FixtureMaintCosts,\n  SMALL(\n   IF(\n    FixtureInclude=\"x\",\n    ROW(FixtureMaintCosts)-ROW(Fixtures!$B$36)\n   ),\n   COLUMNS($D66:AC66)\n  )\n ),\"\")","v":""},{"$f":"IFERROR(\n INDEX(FixtureMaintCosts,\n  SMALL(\n   IF(\n    FixtureInclude=\"x\",\n    ROW(FixtureMaintCosts)-ROW(Fixtures!$B$36)\n   ),\n   COLUMNS($D66:AD66)\n  )\n ),\"\")","v":""},{"$f":"IFERROR(\n INDEX(FixtureMaintCosts,\n  SMALL(\n   IF(\n    FixtureInclude=\"x\",\n    ROW(FixtureMaintCosts)-ROW(Fixtures!$B$36)\n   ),\n   COLUMNS($D66:AE66)\n  )\n ),\"\")","v":""},{"$f":"IFERROR(\n INDEX(FixtureMaintCosts,\n  SMALL(\n   IF(\n    FixtureInclude=\"x\",\n    ROW(FixtureMaintCosts)-ROW(Fixtures!$B$36)\n   ),\n   COLUMNS($D66:AF66)\n  )\n ),\"\")","v":""},{"$f":"IFERROR(\n INDEX(FixtureMaintCosts,\n  SMALL(\n   IF(\n    FixtureInclude=\"x\",\n    ROW(FixtureMaintCosts)-ROW(Fixtures!$B$36)\n   ),\n   COLUMNS($D66:AG66)\n  )\n ),\"\")","v":""},{"$f":"IFERROR(\n INDEX(FixtureMaintCosts,\n  SMALL(\n   IF(\n    FixtureInclude=\"x\",\n    ROW(FixtureMaintCosts)-ROW(Fixtures!$B$36)\n   ),\n   COLUMNS($D66:AH66)\n  )\n ),\"\")","v":""},{"$f":"IFERROR(\n INDEX(FixtureMaintCosts,\n  SMALL(\n   IF(\n    FixtureInclude=\"x\",\n    ROW(FixtureMaintCosts)-ROW(Fixtures!$B$36)\n   ),\n   COLUMNS($D66:AI66)\n  )\n ),\"\")","v":""},{"$f":"IFERROR(\n INDEX(FixtureMaintCosts,\n  SMALL(\n   IF(\n    FixtureInclude=\"x\",\n    ROW(FixtureMaintCosts)-ROW(Fixtures!$B$36)\n   ),\n   COLUMNS($D66:AJ66)\n  )\n ),\"\")","v":""},{"$f":"IFERROR(\n INDEX(FixtureMaintCosts,\n  SMALL(\n   IF(\n    FixtureInclude=\"x\",\n    ROW(FixtureMaintCosts)-ROW(Fixtures!$B$36)\n   ),\n   COLUMNS($D66:AK66)\n  )\n ),\"\")","v":""},{"$f":"IFERROR(\n INDEX(FixtureMaintCosts,\n  SMALL(\n   IF(\n    FixtureInclude=\"x\",\n    ROW(FixtureMaintCosts)-ROW(Fixtures!$B$36)\n   ),\n   COLUMNS($D66:AL66)\n  )\n ),\"\")","v":""},{"$f":"IFERROR(\n INDEX(FixtureMaintCosts,\n  SMALL(\n   IF(\n    FixtureInclude=\"x\",\n    ROW(FixtureMaintCosts)-ROW(Fixtures!$B$36)\n   ),\n   COLUMNS($D66:AM66)\n  )\n ),\"\")","v":""},{"$f":"IFERROR(\n INDEX(FixtureMaintCosts,\n  SMALL(\n   IF(\n    FixtureInclude=\"x\",\n    ROW(FixtureMaintCosts)-ROW(Fixtures!$B$36)\n   ),\n   COLUMNS($D66:AN66)\n  )\n ),\"\")","v":""},{"$f":"IFERROR(\n INDEX(FixtureMaintCosts,\n  SMALL(\n   IF(\n    FixtureInclude=\"x\",\n    ROW(FixtureMaintCosts)-ROW(Fixtures!$B$36)\n   ),\n   COLUMNS($D66:AO66)\n  )\n ),\"\")","v":""},{"$f":"IFERROR(\n INDEX(FixtureMaintCosts,\n  SMALL(\n   IF(\n    FixtureInclude=\"x\",\n    ROW(FixtureMaintCosts)-ROW(Fixtures!$B$36)\n   ),\n   COLUMNS($D66:AP66)\n  )\n ),\"\")","v":""},{"$f":"IFERROR(\n INDEX(FixtureMaintCosts,\n  SMALL(\n   IF(\n    FixtureInclude=\"x\",\n    ROW(FixtureMaintCosts)-ROW(Fixtures!$B$36)\n   ),\n   COLUMNS($D66:AQ66)\n  )\n ),\"\")","v":""},{"$f":"IFERROR(\n INDEX(FixtureMaintCosts,\n  SMALL(\n   IF(\n    FixtureInclude=\"x\",\n    ROW(FixtureMaintCosts)-ROW(Fixtures!$B$36)\n   ),\n   COLUMNS($D66:AR66)\n  )\n ),\"\")","v":""},{"$f":"IFERROR(\n INDEX(FixtureMaintCosts,\n  SMALL(\n   IF(\n    FixtureInclude=\"x\",\n    ROW(FixtureMaintCosts)-ROW(Fixtures!$B$36)\n   ),\n   COLUMNS($D66:AS66)\n  )\n ),\"\")","v":""},{"$f":"IFERROR(\n INDEX(FixtureMaintCosts,\n  SMALL(\n   IF(\n    FixtureInclude=\"x\",\n    ROW(FixtureMaintCosts)-ROW(Fixtures!$B$36)\n   ),\n   COLUMNS($D66:AT66)\n  )\n ),\"\")","v":""},{"$f":"IFERROR(\n INDEX(FixtureMaintCosts,\n  SMALL(\n   IF(\n    FixtureInclude=\"x\",\n    ROW(FixtureMaintCosts)-ROW(Fixtures!$B$36)\n   ),\n   COLUMNS($D66:AU66)\n  )\n ),\"\")","v":""},{"$f":"IFERROR(\n INDEX(FixtureMaintCosts,\n  SMALL(\n   IF(\n    FixtureInclude=\"x\",\n    ROW(FixtureMaintCosts)-ROW(Fixtures!$B$36)\n   ),\n   COLUMNS($D66:AV66)\n  )\n ),\"\")","v":""},{"$f":"IFERROR(\n INDEX(FixtureMaintCosts,\n  SMALL(\n   IF(\n    FixtureInclude=\"x\",\n    ROW(FixtureMaintCosts)-ROW(Fixtures!$B$36)\n   ),\n   COLUMNS($D66:AW66)\n  )\n ),\"\")","v":""},{"$f":"IFERROR(\n INDEX(FixtureMaintCosts,\n  SMALL(\n   IF(\n    FixtureInclude=\"x\",\n    ROW(FixtureMaintCosts)-ROW(Fixtures!$B$36)\n   ),\n   COLUMNS($D66:AX66)\n  )\n ),\"\")","v":""},{"$f":"IFERROR(\n INDEX(FixtureMaintCosts,\n  SMALL(\n   IF(\n    FixtureInclude=\"x\",\n    ROW(FixtureMaintCosts)-ROW(Fixtures!$B$36)\n   ),\n   COLUMNS($D66:AY66)\n  )\n ),\"\")","v":""},{"$f":"IFERROR(\n INDEX(FixtureMaintCosts,\n  SMALL(\n   IF(\n    FixtureInclude=\"x\",\n    ROW(FixtureMaintCosts)-ROW(Fixtures!$B$36)\n   ),\n   COLUMNS($D66:AZ66)\n  )\n ),\"\")","v":""},{"$f":"IFERROR(\n INDEX(FixtureMaintCosts,\n  SMALL(\n   IF(\n    FixtureInclude=\"x\",\n    ROW(FixtureMaintCosts)-ROW(Fixtures!$B$36)\n   ),\n   COLUMNS($D66:BA66)\n  )\n ),\"\")","v":""},{"$f":"IFERROR(\n INDEX(FixtureMaintCosts,\n  SMALL(\n   IF(\n    FixtureInclude=\"x\",\n    ROW(FixtureMaintCosts)-ROW(Fixtures!$B$36)\n   ),\n   COLUMNS($D66:BB66)\n  )\n ),\"\")","v":""},{"$f":"IFERROR(\n INDEX(FixtureMaintCosts,\n  SMALL(\n   IF(\n    FixtureInclude=\"x\",\n    ROW(FixtureMaintCosts)-ROW(Fixtures!$B$36)\n   ),\n   COLUMNS($D66:BC66)\n  )\n ),\"\")","v":""},{"$f":"IFERROR(\n INDEX(FixtureMaintCosts,\n  SMALL(\n   IF(\n    FixtureInclude=\"x\",\n    ROW(FixtureMaintCosts)-ROW(Fixtures!$B$36)\n   ),\n   COLUMNS($D66:BD66)\n  )\n ),\"\")","v":""},{"$f":"IFERROR(\n INDEX(FixtureMaintCosts,\n  SMALL(\n   IF(\n    FixtureInclude=\"x\",\n    ROW(FixtureMaintCosts)-ROW(Fixtures!$B$36)\n   ),\n   COLUMNS($D66:BE66)\n  )\n ),\"\")","v":""},{"$f":"IFERROR(\n INDEX(FixtureMaintCosts,\n  SMALL(\n   IF(\n    FixtureInclude=\"x\",\n    ROW(FixtureMaintCosts)-ROW(Fixtures!$B$36)\n   ),\n   COLUMNS($D66:BF66)\n  )\n ),\"\")","v":""},{"$f":"IFERROR(\n INDEX(FixtureMaintCosts,\n  SMALL(\n   IF(\n    FixtureInclude=\"x\",\n    ROW(FixtureMaintCosts)-ROW(Fixtures!$B$36)\n   ),\n   COLUMNS($D66:BG66)\n  )\n ),\"\")","v":""},{"$f":"IFERROR(\n INDEX(FixtureMaintCosts,\n  SMALL(\n   IF(\n    FixtureInclude=\"x\",\n    ROW(FixtureMaintCosts)-ROW(Fixtures!$B$36)\n   ),\n   COLUMNS($D66:BH66)\n  )\n ),\"\")","v":""},{"$f":"IFERROR(\n INDEX(FixtureMaintCosts,\n  SMALL(\n   IF(\n    FixtureInclude=\"x\",\n    ROW(FixtureMaintCosts)-ROW(Fixtures!$B$36)\n   ),\n   COLUMNS($D66:BI66)\n  )\n ),\"\")","v":""},{"$f":"IFERROR(\n INDEX(FixtureMaintCosts,\n  SMALL(\n   IF(\n    FixtureInclude=\"x\",\n    ROW(FixtureMaintCosts)-ROW(Fixtures!$B$36)\n   ),\n   COLUMNS($D66:BJ66)\n  )\n ),\"\")","v":""},{"$f":"IFERROR(\n INDEX(FixtureMaintCosts,\n  SMALL(\n   IF(\n    FixtureInclude=\"x\",\n    ROW(FixtureMaintCosts)-ROW(Fixtures!$B$36)\n   ),\n   COLUMNS($D66:BK66)\n  )\n ),\"\")","v":""},{"$f":"IFERROR(\n INDEX(FixtureMaintCosts,\n  SMALL(\n   IF(\n    FixtureInclude=\"x\",\n    ROW(FixtureMaintCosts)-ROW(Fixtures!$B$36)\n   ),\n   COLUMNS($D66:BL66)\n  )\n ),\"\")","v":""},{"$f":"IFERROR(\n INDEX(FixtureMaintCosts,\n  SMALL(\n   IF(\n    FixtureInclude=\"x\",\n    ROW(FixtureMaintCosts)-ROW(Fixtures!$B$36)\n   ),\n   COLUMNS($D66:BM66)\n  )\n ),\"\")","v":""},{"$f":"IFERROR(\n INDEX(FixtureMaintCosts,\n  SMALL(\n   IF(\n    FixtureInclude=\"x\",\n    ROW(FixtureMaintCosts)-ROW(Fixtures!$B$36)\n   ),\n   COLUMNS($D66:BN66)\n  )\n ),\"\")","v":""},{"$f":"IFERROR(\n INDEX(FixtureMaintCosts,\n  SMALL(\n   IF(\n    FixtureInclude=\"x\",\n    ROW(FixtureMaintCosts)-ROW(Fixtures!$B$36)\n   ),\n   COLUMNS($D66:BO66)\n  )\n ),\"\")","v":""},{"$f":"IFERROR(\n INDEX(FixtureMaintCosts,\n  SMALL(\n   IF(\n    FixtureInclude=\"x\",\n    ROW(FixtureMaintCosts)-ROW(Fixtures!$B$36)\n   ),\n   COLUMNS($D66:BP66)\n  )\n ),\"\")","v":""},{"$f":"IFERROR(\n INDEX(FixtureMaintCosts,\n  SMALL(\n   IF(\n    FixtureInclude=\"x\",\n    ROW(FixtureMaintCosts)-ROW(Fixtures!$B$36)\n   ),\n   COLUMNS($D66:BQ66)\n  )\n ),\"\")","v":""},{"$f":"IFERROR(\n INDEX(FixtureMaintCosts,\n  SMALL(\n   IF(\n    FixtureInclude=\"x\",\n    ROW(FixtureMaintCosts)-ROW(Fixtures!$B$36)\n   ),\n   COLUMNS($D66:BR66)\n  )\n ),\"\")","v":""},{"$f":"IFERROR(\n INDEX(FixtureMaintCosts,\n  SMALL(\n   IF(\n    FixtureInclude=\"x\",\n    ROW(FixtureMaintCosts)-ROW(Fixtures!$B$36)\n   ),\n   COLUMNS($D66:BS66)\n  )\n ),\"\")","v":""},{"$f":"IFERROR(\n INDEX(FixtureMaintCosts,\n  SMALL(\n   IF(\n    FixtureInclude=\"x\",\n    ROW(FixtureMaintCosts)-ROW(Fixtures!$B$36)\n   ),\n   COLUMNS($D66:BT66)\n  )\n ),\"\")","v":""},{"$f":"IFERROR(\n INDEX(FixtureMaintCosts,\n  SMALL(\n   IF(\n    FixtureInclude=\"x\",\n    ROW(FixtureMaintCosts)-ROW(Fixtures!$B$36)\n   ),\n   COLUMNS($D66:BU66)\n  )\n ),\"\")","v":""},{"$f":"IFERROR(\n INDEX(FixtureMaintCosts,\n  SMALL(\n   IF(\n    FixtureInclude=\"x\",\n    ROW(FixtureMaintCosts)-ROW(Fixtures!$B$36)\n   ),\n   COLUMNS($D66:BV66)\n  )\n ),\"\")","v":""},{"$f":"IFERROR(\n INDEX(FixtureMaintCosts,\n  SMALL(\n   IF(\n    FixtureInclude=\"x\",\n    ROW(FixtureMaintCosts)-ROW(Fixtures!$B$36)\n   ),\n   COLUMNS($D66:BW66)\n  )\n ),\"\")","v":""},{"$f":"IFERROR(\n INDEX(FixtureMaintCosts,\n  SMALL(\n   IF(\n    FixtureInclude=\"x\",\n    ROW(FixtureMaintCosts)-ROW(Fixtures!$B$36)\n   ),\n   COLUMNS($D66:BX66)\n  )\n ),\"\")","v":""},{"$f":"IFERROR(\n INDEX(FixtureMaintCosts,\n  SMALL(\n   IF(\n    FixtureInclude=\"x\",\n    ROW(FixtureMaintCosts)-ROW(Fixtures!$B$36)\n   ),\n   COLUMNS($D66:BY66)\n  )\n ),\"\")","v":""},{"$f":"IFERROR(\n INDEX(FixtureMaintCosts,\n  SMALL(\n   IF(\n    FixtureInclude=\"x\",\n    ROW(FixtureMaintCosts)-ROW(Fixtures!$B$36)\n   ),\n   COLUMNS($D66:BZ66)\n  )\n ),\"\")","v":""},{"$f":"IFERROR(\n INDEX(FixtureMaintCosts,\n  SMALL(\n   IF(\n    FixtureInclude=\"x\",\n    ROW(FixtureMaintCosts)-ROW(Fixtures!$B$36)\n   ),\n   COLUMNS($D66:CA66)\n  )\n ),\"\")","v":""},{"$f":"IFERROR(\n INDEX(FixtureMaintCosts,\n  SMALL(\n   IF(\n    FixtureInclude=\"x\",\n    ROW(FixtureMaintCosts)-ROW(Fixtures!$B$36)\n   ),\n   COLUMNS($D66:CB66)\n  )\n ),\"\")","v":""},{"$f":"IFERROR(\n INDEX(FixtureMaintCosts,\n  SMALL(\n   IF(\n    FixtureInclude=\"x\",\n    ROW(FixtureMaintCosts)-ROW(Fixtures!$B$36)\n   ),\n   COLUMNS($D66:CC66)\n  )\n ),\"\")","v":""},{"$f":"IFERROR(\n INDEX(FixtureMaintCosts,\n  SMALL(\n   IF(\n    FixtureInclude=\"x\",\n    ROW(FixtureMaintCosts)-ROW(Fixtures!$B$36)\n   ),\n   COLUMNS($D66:CD66)\n  )\n ),\"\")","v":""},{"$f":"IFERROR(\n INDEX(FixtureMaintCosts,\n  SMALL(\n   IF(\n    FixtureInclude=\"x\",\n    ROW(FixtureMaintCosts)-ROW(Fixtures!$B$36)\n   ),\n   COLUMNS($D66:CE66)\n  )\n ),\"\")","v":""},{"$f":"IFERROR(\n INDEX(FixtureMaintCosts,\n  SMALL(\n   IF(\n    FixtureInclude=\"x\",\n    ROW(FixtureMaintCosts)-ROW(Fixtures!$B$36)\n   ),\n   COLUMNS($D66:CF66)\n  )\n ),\"\")","v":""},{"$f":"IFERROR(\n INDEX(FixtureMaintCosts,\n  SMALL(\n   IF(\n    FixtureInclude=\"x\",\n    ROW(FixtureMaintCosts)-ROW(Fixtures!$B$36)\n   ),\n   COLUMNS($D66:CG66)\n  )\n ),\"\")","v":""},{"$f":"IFERROR(\n INDEX(FixtureMaintCosts,\n  SMALL(\n   IF(\n    FixtureInclude=\"x\",\n    ROW(FixtureMaintCosts)-ROW(Fixtures!$B$36)\n   ),\n   COLUMNS($D66:CH66)\n  )\n ),\"\")","v":""},{"$f":"IFERROR(\n INDEX(FixtureMaintCosts,\n  SMALL(\n   IF(\n    FixtureInclude=\"x\",\n    ROW(FixtureMaintCosts)-ROW(Fixtures!$B$36)\n   ),\n   COLUMNS($D66:CI66)\n  )\n ),\"\")","v":""},{"$f":"IFERROR(\n INDEX(FixtureMaintCosts,\n  SMALL(\n   IF(\n    FixtureInclude=\"x\",\n    ROW(FixtureMaintCosts)-ROW(Fixtures!$B$36)\n   ),\n   COLUMNS($D66:CJ66)\n  )\n ),\"\")","v":""},{"$f":"IFERROR(\n INDEX(FixtureMaintCosts,\n  SMALL(\n   IF(\n    FixtureInclude=\"x\",\n    ROW(FixtureMaintCosts)-ROW(Fixtures!$B$36)\n   ),\n   COLUMNS($D66:CK66)\n  )\n ),\"\")","v":""},{"$f":"IFERROR(\n INDEX(FixtureMaintCosts,\n  SMALL(\n   IF(\n    FixtureInclude=\"x\",\n    ROW(FixtureMaintCosts)-ROW(Fixtures!$B$36)\n   ),\n   COLUMNS($D66:CL66)\n  )\n ),\"\")","v":""},{"$f":"IFERROR(\n INDEX(FixtureMaintCosts,\n  SMALL(\n   IF(\n    FixtureInclude=\"x\",\n    ROW(FixtureMaintCosts)-ROW(Fixtures!$B$36)\n   ),\n   COLUMNS($D66:CM66)\n  )\n ),\"\")","v":""},{"$f":"IFERROR(\n INDEX(FixtureMaintCosts,\n  SMALL(\n   IF(\n    FixtureInclude=\"x\",\n    ROW(FixtureMaintCosts)-ROW(Fixtures!$B$36)\n   ),\n   COLUMNS($D66:CN66)\n  )\n ),\"\")","v":""},{"$f":"IFERROR(\n INDEX(FixtureMaintCosts,\n  SMALL(\n   IF(\n    FixtureInclude=\"x\",\n    ROW(FixtureMaintCosts)-ROW(Fixtures!$B$36)\n   ),\n   COLUMNS($D66:CO66)\n  )\n ),\"\")","v":""},{"$f":"IFERROR(\n INDEX(FixtureMaintCosts,\n  SMALL(\n   IF(\n    FixtureInclude=\"x\",\n    ROW(FixtureMaintCosts)-ROW(Fixtures!$B$36)\n   ),\n   COLUMNS($D66:CP66)\n  )\n ),\"\")","v":""},{"$f":"IFERROR(\n INDEX(FixtureMaintCosts,\n  SMALL(\n   IF(\n    FixtureInclude=\"x\",\n    ROW(FixtureMaintCosts)-ROW(Fixtures!$B$36)\n   ),\n   COLUMNS($D66:CQ66)\n  )\n ),\"\")","v":""},{"$f":"IFERROR(\n INDEX(FixtureMaintCosts,\n  SMALL(\n   IF(\n    FixtureInclude=\"x\",\n    ROW(FixtureMaintCosts)-ROW(Fixtures!$B$36)\n   ),\n   COLUMNS($D66:CR66)\n  )\n ),\"\")","v":""},{"$f":"IFERROR(\n INDEX(FixtureMaintCosts,\n  SMALL(\n   IF(\n    FixtureInclude=\"x\",\n    ROW(FixtureMaintCosts)-ROW(Fixtures!$B$36)\n   ),\n   COLUMNS($D66:CS66)\n  )\n ),\"\")","v":""},{"$f":"IFERROR(\n INDEX(FixtureMaintCosts,\n  SMALL(\n   IF(\n    FixtureInclude=\"x\",\n    ROW(FixtureMaintCosts)-ROW(Fixtures!$B$36)\n   ),\n   COLUMNS($D66:CT66)\n  )\n ),\"\")","v":""},{"$f":"IFERROR(\n INDEX(FixtureMaintCosts,\n  SMALL(\n   IF(\n    FixtureInclude=\"x\",\n    ROW(FixtureMaintCosts)-ROW(Fixtures!$B$36)\n   ),\n   COLUMNS($D66:CU66)\n  )\n ),\"\")","v":""},{"$f":"IFERROR(\n INDEX(FixtureMaintCosts,\n  SMALL(\n   IF(\n    FixtureInclude=\"x\",\n    ROW(FixtureMaintCosts)-ROW(Fixtures!$B$36)\n   ),\n   COLUMNS($D66:CV66)\n  )\n ),\"\")","v":""},{"$f":"IFERROR(\n INDEX(FixtureMaintCosts,\n  SMALL(\n   IF(\n    FixtureInclude=\"x\",\n    ROW(FixtureMaintCosts)-ROW(Fixtures!$B$36)\n   ),\n   COLUMNS($D66:CW66)\n  )\n ),\"\")","v":""},{"$f":"IFERROR(\n INDEX(FixtureMaintCosts,\n  SMALL(\n   IF(\n    FixtureInclude=\"x\",\n    ROW(FixtureMaintCosts)-ROW(Fixtures!$B$36)\n   ),\n   COLUMNS($D66:CX66)\n  )\n ),\"\")","v":""},{"$f":"IFERROR(\n INDEX(FixtureMaintCosts,\n  SMALL(\n   IF(\n    FixtureInclude=\"x\",\n    ROW(FixtureMaintCosts)-ROW(Fixtures!$B$36)\n   ),\n   COLUMNS($D66:CY66)\n  )\n ),\"\")","v":""},{"$f":"IFERROR(\n INDEX(FixtureMaintCosts,\n  SMALL(\n   IF(\n    FixtureInclude=\"x\",\n    ROW(FixtureMaintCosts)-ROW(Fixtures!$B$36)\n   ),\n   COLUMNS($D66:CZ66)\n  )\n ),\"\")","v":""},{"$f":"IFERROR(\n INDEX(FixtureMaintCosts,\n  SMALL(\n   IF(\n    FixtureInclude=\"x\",\n    ROW(FixtureMaintCosts)-ROW(Fixtures!$B$36)\n   ),\n   COLUMNS($D66:DA66)\n  )\n ),\"\")","v":""},{"$f":"IFERROR(\n INDEX(FixtureMaintCosts,\n  SMALL(\n   IF(\n    FixtureInclude=\"x\",\n    ROW(FixtureMaintCosts)-ROW(Fixtures!$B$36)\n   ),\n   COLUMNS($D66:DB66)\n  )\n ),\"\")","v":""},{"$f":"IFERROR(\n INDEX(FixtureMaintCosts,\n  SMALL(\n   IF(\n    FixtureInclude=\"x\",\n    ROW(FixtureMaintCosts)-ROW(Fixtures!$B$36)\n   ),\n   COLUMNS($D66:DC66)\n  )\n ),\"\")","v":""},{"$f":"IFERROR(\n INDEX(FixtureMaintCosts,\n  SMALL(\n   IF(\n    FixtureInclude=\"x\",\n    ROW(FixtureMaintCosts)-ROW(Fixtures!$B$36)\n   ),\n   COLUMNS($D66:DD66)\n  )\n ),\"\")","v":""},{"$f":"IFERROR(\n INDEX(FixtureMaintCosts,\n  SMALL(\n   IF(\n    FixtureInclude=\"x\",\n    ROW(FixtureMaintCosts)-ROW(Fixtures!$B$36)\n   ),\n   COLUMNS($D66:DE66)\n  )\n ),\"\")","v":""},{"$f":"IFERROR(\n INDEX(FixtureMaintCosts,\n  SMALL(\n   IF(\n    FixtureInclude=\"x\",\n    ROW(FixtureMaintCosts)-ROW(Fixtures!$B$36)\n   ),\n   COLUMNS($D66:DF66)\n  )\n ),\"\")","v":""},{"$f":"IFERROR(\n INDEX(FixtureMaintCosts,\n  SMALL(\n   IF(\n    FixtureInclude=\"x\",\n    ROW(FixtureMaintCosts)-ROW(Fixtures!$B$36)\n   ),\n   COLUMNS($D66:DG66)\n  )\n ),\"\")","v":""},{"$f":"IFERROR(\n INDEX(FixtureMaintCosts,\n  SMALL(\n   IF(\n    FixtureInclude=\"x\",\n    ROW(FixtureMaintCosts)-ROW(Fixtures!$B$36)\n   ),\n   COLUMNS($D66:DH66)\n  )\n ),\"\")","v":""}]
[null,{"$f":"Fixtures!E27","v":"Maintenance inflation rate (%/year)"},{"$f":"Fixtures!F27","v":"?"},{"$f":"IFERROR(\n INDEX(FixtureMaintInf,\n  SMALL(\n   IF(\n    FixtureInclude=\"x\",\n    ROW(FixtureMaintInf)-ROW(Fixtures!$B$36)\n   ),\n   COLUMNS($D67:D67)\n  )\n ),\"\")","v":""},{"$f":"IFERROR(\n INDEX(FixtureMaintInf,\n  SMALL(\n   IF(\n    FixtureInclude=\"x\",\n    ROW(FixtureMaintInf)-ROW(Fixtures!$B$36)\n   ),\n   COLUMNS($D67:E67)\n  )\n ),\"\")","v":""},{"$f":"IFERROR(\n INDEX(FixtureMaintInf,\n  SMALL(\n   IF(\n    FixtureInclude=\"x\",\n    ROW(FixtureMaintInf)-ROW(Fixtures!$B$36)\n   ),\n   COLUMNS($D67:F67)\n  )\n ),\"\")","v":""},{"$f":"IFERROR(\n INDEX(FixtureMaintInf,\n  SMALL(\n   IF(\n    FixtureInclude=\"x\",\n    ROW(FixtureMaintInf)-ROW(Fixtures!$B$36)\n   ),\n   COLUMNS($D67:G67)\n  )\n ),\"\")","v":""},{"$f":"IFERROR(\n INDEX(FixtureMaintInf,\n  SMALL(\n   IF(\n    FixtureInclude=\"x\",\n    ROW(FixtureMaintInf)-ROW(Fixtures!$B$36)\n   ),\n   COLUMNS($D67:H67)\n  )\n ),\"\")","v":""},{"$f":"IFERROR(\n INDEX(FixtureMaintInf,\n  SMALL(\n   IF(\n    FixtureInclude=\"x\",\n    ROW(FixtureMaintInf)-ROW(Fixtures!$B$36)\n   ),\n   COLUMNS($D67:I67)\n  )\n ),\"\")","v":""},{"$f":"IFERROR(\n INDEX(FixtureMaintInf,\n  SMALL(\n   IF(\n    FixtureInclude=\"x\",\n    ROW(FixtureMaintInf)-ROW(Fixtures!$B$36)\n   ),\n   COLUMNS($D67:J67)\n  )\n ),\"\")","v":""},{"$f":"IFERROR(\n INDEX(FixtureMaintInf,\n  SMALL(\n   IF(\n    FixtureInclude=\"x\",\n    ROW(FixtureMaintInf)-ROW(Fixtures!$B$36)\n   ),\n   COLUMNS($D67:K67)\n  )\n ),\"\")","v":""},{"$f":"IFERROR(\n INDEX(FixtureMaintInf,\n  SMALL(\n   IF(\n    FixtureInclude=\"x\",\n    ROW(FixtureMaintInf)-ROW(Fixtures!$B$36)\n   ),\n   COLUMNS($D67:L67)\n  )\n ),\"\")","v":""},{"$f":"IFERROR(\n INDEX(FixtureMaintInf,\n  SMALL(\n   IF(\n    FixtureInclude=\"x\",\n    ROW(FixtureMaintInf)-ROW(Fixtures!$B$36)\n   ),\n   COLUMNS($D67:M67)\n  )\n ),\"\")","v":""},{"$f":"IFERROR(\n INDEX(FixtureMaintInf,\n  SMALL(\n   IF(\n    FixtureInclude=\"x\",\n    ROW(FixtureMaintInf)-ROW(Fixtures!$B$36)\n   ),\n   COLUMNS($D67:N67)\n  )\n ),\"\")","v":""},{"$f":"IFERROR(\n INDEX(FixtureMaintInf,\n  SMALL(\n   IF(\n    FixtureInclude=\"x\",\n    ROW(FixtureMaintInf)-ROW(Fixtures!$B$36)\n   ),\n   COLUMNS($D67:O67)\n  )\n ),\"\")","v":""},{"$f":"IFERROR(\n INDEX(FixtureMaintInf,\n  SMALL(\n   IF(\n    FixtureInclude=\"x\",\n    ROW(FixtureMaintInf)-ROW(Fixtures!$B$36)\n   ),\n   COLUMNS($D67:P67)\n  )\n ),\"\")","v":""},{"$f":"IFERROR(\n INDEX(FixtureMaintInf,\n  SMALL(\n   IF(\n    FixtureInclude=\"x\",\n    ROW(FixtureMaintInf)-ROW(Fixtures!$B$36)\n   ),\n   COLUMNS($D67:Q67)\n  )\n ),\"\")","v":""},{"$f":"IFERROR(\n INDEX(FixtureMaintInf,\n  SMALL(\n   IF(\n    FixtureInclude=\"x\",\n    ROW(FixtureMaintInf)-ROW(Fixtures!$B$36)\n   ),\n   COLUMNS($D67:R67)\n  )\n ),\"\")","v":""},{"$f":"IFERROR(\n INDEX(FixtureMaintInf,\n  SMALL(\n   IF(\n    FixtureInclude=\"x\",\n    ROW(FixtureMaintInf)-ROW(Fixtures!$B$36)\n   ),\n   COLUMNS($D67:S67)\n  )\n ),\"\")","v":""},{"$f":"IFERROR(\n INDEX(FixtureMaintInf,\n  SMALL(\n   IF(\n    FixtureInclude=\"x\",\n    ROW(FixtureMaintInf)-ROW(Fixtures!$B$36)\n   ),\n   COLUMNS($D67:T67)\n  )\n ),\"\")","v":""},{"$f":"IFERROR(\n INDEX(FixtureMaintInf,\n  SMALL(\n   IF(\n    FixtureInclude=\"x\",\n    ROW(FixtureMaintInf)-ROW(Fixtures!$B$36)\n   ),\n   COLUMNS($D67:U67)\n  )\n ),\"\")","v":""},{"$f":"IFERROR(\n INDEX(FixtureMaintInf,\n  SMALL(\n   IF(\n    FixtureInclude=\"x\",\n    ROW(FixtureMaintInf)-ROW(Fixtures!$B$36)\n   ),\n   COLUMNS($D67:V67)\n  )\n ),\"\")","v":""},{"$f":"IFERROR(\n INDEX(FixtureMaintInf,\n  SMALL(\n   IF(\n    FixtureInclude=\"x\",\n    ROW(FixtureMaintInf)-ROW(Fixtures!$B$36)\n   ),\n   COLUMNS($D67:W67)\n  )\n ),\"\")","v":""},{"$f":"IFERROR(\n INDEX(FixtureMaintInf,\n  SMALL(\n   IF(\n    FixtureInclude=\"x\",\n    ROW(FixtureMaintInf)-ROW(Fixtures!$B$36)\n   ),\n   COLUMNS($D67:X67)\n  )\n ),\"\")","v":""},{"$f":"IFERROR(\n INDEX(FixtureMaintInf,\n  SMALL(\n   IF(\n    FixtureInclude=\"x\",\n    ROW(FixtureMaintInf)-ROW(Fixtures!$B$36)\n   ),\n   COLUMNS($D67:Y67)\n  )\n ),\"\")","v":""},{"$f":"IFERROR(\n INDEX(FixtureMaintInf,\n  SMALL(\n   IF(\n    FixtureInclude=\"x\",\n    ROW(FixtureMaintInf)-ROW(Fixtures!$B$36)\n   ),\n   COLUMNS($D67:Z67)\n  )\n ),\"\")","v":""},{"$f":"IFERROR(\n INDEX(FixtureMaintInf,\n  SMALL(\n   IF(\n    FixtureInclude=\"x\",\n    ROW(FixtureMaintInf)-ROW(Fixtures!$B$36)\n   ),\n   COLUMNS($D67:AA67)\n  )\n ),\"\")","v":""},{"$f":"IFERROR(\n INDEX(FixtureMaintInf,\n  SMALL(\n   IF(\n    FixtureInclude=\"x\",\n    ROW(FixtureMaintInf)-ROW(Fixtures!$B$36)\n   ),\n   COLUMNS($D67:AB67)\n  )\n ),\"\")","v":""},{"$f":"IFERROR(\n INDEX(FixtureMaintInf,\n  SMALL(\n   IF(\n    FixtureInclude=\"x\",\n    ROW(FixtureMaintInf)-ROW(Fixtures!$B$36)\n   ),\n   COLUMNS($D67:AC67)\n  )\n ),\"\")","v":""},{"$f":"IFERROR(\n INDEX(FixtureMaintInf,\n  SMALL(\n   IF(\n    FixtureInclude=\"x\",\n    ROW(FixtureMaintInf)-ROW(Fixtures!$B$36)\n   ),\n   COLUMNS($D67:AD67)\n  )\n ),\"\")","v":""},{"$f":"IFERROR(\n INDEX(FixtureMaintInf,\n  SMALL(\n   IF(\n    FixtureInclude=\"x\",\n    ROW(FixtureMaintInf)-ROW(Fixtures!$B$36)\n   ),\n   COLUMNS($D67:AE67)\n  )\n ),\"\")","v":""},{"$f":"IFERROR(\n INDEX(FixtureMaintInf,\n  SMALL(\n   IF(\n    FixtureInclude=\"x\",\n    ROW(FixtureMaintInf)-ROW(Fixtures!$B$36)\n   ),\n   COLUMNS($D67:AF67)\n  )\n ),\"\")","v":""},{"$f":"IFERROR(\n INDEX(FixtureMaintInf,\n  SMALL(\n   IF(\n    FixtureInclude=\"x\",\n    ROW(FixtureMaintInf)-ROW(Fixtures!$B$36)\n   ),\n   COLUMNS($D67:AG67)\n  )\n ),\"\")","v":""},{"$f":"IFERROR(\n INDEX(FixtureMaintInf,\n  SMALL(\n   IF(\n    FixtureInclude=\"x\",\n    ROW(FixtureMaintInf)-ROW(Fixtures!$B$36)\n   ),\n   COLUMNS($D67:AH67)\n  )\n ),\"\")","v":""},{"$f":"IFERROR(\n INDEX(FixtureMaintInf,\n  SMALL(\n   IF(\n    FixtureInclude=\"x\",\n    ROW(FixtureMaintInf)-ROW(Fixtures!$B$36)\n   ),\n   COLUMNS($D67:AI67)\n  )\n ),\"\")","v":""},{"$f":"IFERROR(\n INDEX(FixtureMaintInf,\n  SMALL(\n   IF(\n    FixtureInclude=\"x\",\n    ROW(FixtureMaintInf)-ROW(Fixtures!$B$36)\n   ),\n   COLUMNS($D67:AJ67)\n  )\n ),\"\")","v":""},{"$f":"IFERROR(\n INDEX(FixtureMaintInf,\n  SMALL(\n   IF(\n    FixtureInclude=\"x\",\n    ROW(FixtureMaintInf)-ROW(Fixtures!$B$36)\n   ),\n   COLUMNS($D67:AK67)\n  )\n ),\"\")","v":""},{"$f":"IFERROR(\n INDEX(FixtureMaintInf,\n  SMALL(\n   IF(\n    FixtureInclude=\"x\",\n    ROW(FixtureMaintInf)-ROW(Fixtures!$B$36)\n   ),\n   COLUMNS($D67:AL67)\n  )\n ),\"\")","v":""},{"$f":"IFERROR(\n INDEX(FixtureMaintInf,\n  SMALL(\n   IF(\n    FixtureInclude=\"x\",\n    ROW(FixtureMaintInf)-ROW(Fixtures!$B$36)\n   ),\n   COLUMNS($D67:AM67)\n  )\n ),\"\")","v":""},{"$f":"IFERROR(\n INDEX(FixtureMaintInf,\n  SMALL(\n   IF(\n    FixtureInclude=\"x\",\n    ROW(FixtureMaintInf)-ROW(Fixtures!$B$36)\n   ),\n   COLUMNS($D67:AN67)\n  )\n ),\"\")","v":""},{"$f":"IFERROR(\n INDEX(FixtureMaintInf,\n  SMALL(\n   IF(\n    FixtureInclude=\"x\",\n    ROW(FixtureMaintInf)-ROW(Fixtures!$B$36)\n   ),\n   COLUMNS($D67:AO67)\n  )\n ),\"\")","v":""},{"$f":"IFERROR(\n INDEX(FixtureMaintInf,\n  SMALL(\n   IF(\n    FixtureInclude=\"x\",\n    ROW(FixtureMaintInf)-ROW(Fixtures!$B$36)\n   ),\n   COLUMNS($D67:AP67)\n  )\n ),\"\")","v":""},{"$f":"IFERROR(\n INDEX(FixtureMaintInf,\n  SMALL(\n   IF(\n    FixtureInclude=\"x\",\n    ROW(FixtureMaintInf)-ROW(Fixtures!$B$36)\n   ),\n   COLUMNS($D67:AQ67)\n  )\n ),\"\")","v":""},{"$f":"IFERROR(\n INDEX(FixtureMaintInf,\n  SMALL(\n   IF(\n    FixtureInclude=\"x\",\n    ROW(FixtureMaintInf)-ROW(Fixtures!$B$36)\n   ),\n   COLUMNS($D67:AR67)\n  )\n ),\"\")","v":""},{"$f":"IFERROR(\n INDEX(FixtureMaintInf,\n  SMALL(\n   IF(\n    FixtureInclude=\"x\",\n    ROW(FixtureMaintInf)-ROW(Fixtures!$B$36)\n   ),\n   COLUMNS($D67:AS67)\n  )\n ),\"\")","v":""},{"$f":"IFERROR(\n INDEX(FixtureMaintInf,\n  SMALL(\n   IF(\n    FixtureInclude=\"x\",\n    ROW(FixtureMaintInf)-ROW(Fixtures!$B$36)\n   ),\n   COLUMNS($D67:AT67)\n  )\n ),\"\")","v":""},{"$f":"IFERROR(\n INDEX(FixtureMaintInf,\n  SMALL(\n   IF(\n    FixtureInclude=\"x\",\n    ROW(FixtureMaintInf)-ROW(Fixtures!$B$36)\n   ),\n   COLUMNS($D67:AU67)\n  )\n ),\"\")","v":""},{"$f":"IFERROR(\n INDEX(FixtureMaintInf,\n  SMALL(\n   IF(\n    FixtureInclude=\"x\",\n    ROW(FixtureMaintInf)-ROW(Fixtures!$B$36)\n   ),\n   COLUMNS($D67:AV67)\n  )\n ),\"\")","v":""},{"$f":"IFERROR(\n INDEX(FixtureMaintInf,\n  SMALL(\n   IF(\n    FixtureInclude=\"x\",\n    ROW(FixtureMaintInf)-ROW(Fixtures!$B$36)\n   ),\n   COLUMNS($D67:AW67)\n  )\n ),\"\")","v":""},{"$f":"IFERROR(\n INDEX(FixtureMaintInf,\n  SMALL(\n   IF(\n    FixtureInclude=\"x\",\n    ROW(FixtureMaintInf)-ROW(Fixtures!$B$36)\n   ),\n   COLUMNS($D67:AX67)\n  )\n ),\"\")","v":""},{"$f":"IFERROR(\n INDEX(FixtureMaintInf,\n  SMALL(\n   IF(\n    FixtureInclude=\"x\",\n    ROW(FixtureMaintInf)-ROW(Fixtures!$B$36)\n   ),\n   COLUMNS($D67:AY67)\n  )\n ),\"\")","v":""},{"$f":"IFERROR(\n INDEX(FixtureMaintInf,\n  SMALL(\n   IF(\n    FixtureInclude=\"x\",\n    ROW(FixtureMaintInf)-ROW(Fixtures!$B$36)\n   ),\n   COLUMNS($D67:AZ67)\n  )\n ),\"\")","v":""},{"$f":"IFERROR(\n INDEX(FixtureMaintInf,\n  SMALL(\n   IF(\n    FixtureInclude=\"x\",\n    ROW(FixtureMaintInf)-ROW(Fixtures!$B$36)\n   ),\n   COLUMNS($D67:BA67)\n  )\n ),\"\")","v":""},{"$f":"IFERROR(\n INDEX(FixtureMaintInf,\n  SMALL(\n   IF(\n    FixtureInclude=\"x\",\n    ROW(FixtureMaintInf)-ROW(Fixtures!$B$36)\n   ),\n   COLUMNS($D67:BB67)\n  )\n ),\"\")","v":""},{"$f":"IFERROR(\n INDEX(FixtureMaintInf,\n  SMALL(\n   IF(\n    FixtureInclude=\"x\",\n    ROW(FixtureMaintInf)-ROW(Fixtures!$B$36)\n   ),\n   COLUMNS($D67:BC67)\n  )\n ),\"\")","v":""},{"$f":"IFERROR(\n INDEX(FixtureMaintInf,\n  SMALL(\n   IF(\n    FixtureInclude=\"x\",\n    ROW(FixtureMaintInf)-ROW(Fixtures!$B$36)\n   ),\n   COLUMNS($D67:BD67)\n  )\n ),\"\")","v":""},{"$f":"IFERROR(\n INDEX(FixtureMaintInf,\n  SMALL(\n   IF(\n    FixtureInclude=\"x\",\n    ROW(FixtureMaintInf)-ROW(Fixtures!$B$36)\n   ),\n   COLUMNS($D67:BE67)\n  )\n ),\"\")","v":""},{"$f":"IFERROR(\n INDEX(FixtureMaintInf,\n  SMALL(\n   IF(\n    FixtureInclude=\"x\",\n    ROW(FixtureMaintInf)-ROW(Fixtures!$B$36)\n   ),\n   COLUMNS($D67:BF67)\n  )\n ),\"\")","v":""},{"$f":"IFERROR(\n INDEX(FixtureMaintInf,\n  SMALL(\n   IF(\n    FixtureInclude=\"x\",\n    ROW(FixtureMaintInf)-ROW(Fixtures!$B$36)\n   ),\n   COLUMNS($D67:BG67)\n  )\n ),\"\")","v":""},{"$f":"IFERROR(\n INDEX(FixtureMaintInf,\n  SMALL(\n   IF(\n    FixtureInclude=\"x\",\n    ROW(FixtureMaintInf)-ROW(Fixtures!$B$36)\n   ),\n   COLUMNS($D67:BH67)\n  )\n ),\"\")","v":""},{"$f":"IFERROR(\n INDEX(FixtureMaintInf,\n  SMALL(\n   IF(\n    FixtureInclude=\"x\",\n    ROW(FixtureMaintInf)-ROW(Fixtures!$B$36)\n   ),\n   COLUMNS($D67:BI67)\n  )\n ),\"\")","v":""},{"$f":"IFERROR(\n INDEX(FixtureMaintInf,\n  SMALL(\n   IF(\n    FixtureInclude=\"x\",\n    ROW(FixtureMaintInf)-ROW(Fixtures!$B$36)\n   ),\n   COLUMNS($D67:BJ67)\n  )\n ),\"\")","v":""},{"$f":"IFERROR(\n INDEX(FixtureMaintInf,\n  SMALL(\n   IF(\n    FixtureInclude=\"x\",\n    ROW(FixtureMaintInf)-ROW(Fixtures!$B$36)\n   ),\n   COLUMNS($D67:BK67)\n  )\n ),\"\")","v":""},{"$f":"IFERROR(\n INDEX(FixtureMaintInf,\n  SMALL(\n   IF(\n    FixtureInclude=\"x\",\n    ROW(FixtureMaintInf)-ROW(Fixtures!$B$36)\n   ),\n   COLUMNS($D67:BL67)\n  )\n ),\"\")","v":""},{"$f":"IFERROR(\n INDEX(FixtureMaintInf,\n  SMALL(\n   IF(\n    FixtureInclude=\"x\",\n    ROW(FixtureMaintInf)-ROW(Fixtures!$B$36)\n   ),\n   COLUMNS($D67:BM67)\n  )\n ),\"\")","v":""},{"$f":"IFERROR(\n INDEX(FixtureMaintInf,\n  SMALL(\n   IF(\n    FixtureInclude=\"x\",\n    ROW(FixtureMaintInf)-ROW(Fixtures!$B$36)\n   ),\n   COLUMNS($D67:BN67)\n  )\n ),\"\")","v":""},{"$f":"IFERROR(\n INDEX(FixtureMaintInf,\n  SMALL(\n   IF(\n    FixtureInclude=\"x\",\n    ROW(FixtureMaintInf)-ROW(Fixtures!$B$36)\n   ),\n   COLUMNS($D67:BO67)\n  )\n ),\"\")","v":""},{"$f":"IFERROR(\n INDEX(FixtureMaintInf,\n  SMALL(\n   IF(\n    FixtureInclude=\"x\",\n    ROW(FixtureMaintInf)-ROW(Fixtures!$B$36)\n   ),\n   COLUMNS($D67:BP67)\n  )\n ),\"\")","v":""},{"$f":"IFERROR(\n INDEX(FixtureMaintInf,\n  SMALL(\n   IF(\n    FixtureInclude=\"x\",\n    ROW(FixtureMaintInf)-ROW(Fixtures!$B$36)\n   ),\n   COLUMNS($D67:BQ67)\n  )\n ),\"\")","v":""},{"$f":"IFERROR(\n INDEX(FixtureMaintInf,\n  SMALL(\n   IF(\n    FixtureInclude=\"x\",\n    ROW(FixtureMaintInf)-ROW(Fixtures!$B$36)\n   ),\n   COLUMNS($D67:BR67)\n  )\n ),\"\")","v":""},{"$f":"IFERROR(\n INDEX(FixtureMaintInf,\n  SMALL(\n   IF(\n    FixtureInclude=\"x\",\n    ROW(FixtureMaintInf)-ROW(Fixtures!$B$36)\n   ),\n   COLUMNS($D67:BS67)\n  )\n ),\"\")","v":""},{"$f":"IFERROR(\n INDEX(FixtureMaintInf,\n  SMALL(\n   IF(\n    FixtureInclude=\"x\",\n    ROW(FixtureMaintInf)-ROW(Fixtures!$B$36)\n   ),\n   COLUMNS($D67:BT67)\n  )\n ),\"\")","v":""},{"$f":"IFERROR(\n INDEX(FixtureMaintInf,\n  SMALL(\n   IF(\n    FixtureInclude=\"x\",\n    ROW(FixtureMaintInf)-ROW(Fixtures!$B$36)\n   ),\n   COLUMNS($D67:BU67)\n  )\n ),\"\")","v":""},{"$f":"IFERROR(\n INDEX(FixtureMaintInf,\n  SMALL(\n   IF(\n    FixtureInclude=\"x\",\n    ROW(FixtureMaintInf)-ROW(Fixtures!$B$36)\n   ),\n   COLUMNS($D67:BV67)\n  )\n ),\"\")","v":""},{"$f":"IFERROR(\n INDEX(FixtureMaintInf,\n  SMALL(\n   IF(\n    FixtureInclude=\"x\",\n    ROW(FixtureMaintInf)-ROW(Fixtures!$B$36)\n   ),\n   COLUMNS($D67:BW67)\n  )\n ),\"\")","v":""},{"$f":"IFERROR(\n INDEX(FixtureMaintInf,\n  SMALL(\n   IF(\n    FixtureInclude=\"x\",\n    ROW(FixtureMaintInf)-ROW(Fixtures!$B$36)\n   ),\n   COLUMNS($D67:BX67)\n  )\n ),\"\")","v":""},{"$f":"IFERROR(\n INDEX(FixtureMaintInf,\n  SMALL(\n   IF(\n    FixtureInclude=\"x\",\n    ROW(FixtureMaintInf)-ROW(Fixtures!$B$36)\n   ),\n   COLUMNS($D67:BY67)\n  )\n ),\"\")","v":""},{"$f":"IFERROR(\n INDEX(FixtureMaintInf,\n  SMALL(\n   IF(\n    FixtureInclude=\"x\",\n    ROW(FixtureMaintInf)-ROW(Fixtures!$B$36)\n   ),\n   COLUMNS($D67:BZ67)\n  )\n ),\"\")","v":""},{"$f":"IFERROR(\n INDEX(FixtureMaintInf,\n  SMALL(\n   IF(\n    FixtureInclude=\"x\",\n    ROW(FixtureMaintInf)-ROW(Fixtures!$B$36)\n   ),\n   COLUMNS($D67:CA67)\n  )\n ),\"\")","v":""},{"$f":"IFERROR(\n INDEX(FixtureMaintInf,\n  SMALL(\n   IF(\n    FixtureInclude=\"x\",\n    ROW(FixtureMaintInf)-ROW(Fixtures!$B$36)\n   ),\n   COLUMNS($D67:CB67)\n  )\n ),\"\")","v":""},{"$f":"IFERROR(\n INDEX(FixtureMaintInf,\n  SMALL(\n   IF(\n    FixtureInclude=\"x\",\n    ROW(FixtureMaintInf)-ROW(Fixtures!$B$36)\n   ),\n   COLUMNS($D67:CC67)\n  )\n ),\"\")","v":""},{"$f":"IFERROR(\n INDEX(FixtureMaintInf,\n  SMALL(\n   IF(\n    FixtureInclude=\"x\",\n    ROW(FixtureMaintInf)-ROW(Fixtures!$B$36)\n   ),\n   COLUMNS($D67:CD67)\n  )\n ),\"\")","v":""},{"$f":"IFERROR(\n INDEX(FixtureMaintInf,\n  SMALL(\n   IF(\n    FixtureInclude=\"x\",\n    ROW(FixtureMaintInf)-ROW(Fixtures!$B$36)\n   ),\n   COLUMNS($D67:CE67)\n  )\n ),\"\")","v":""},{"$f":"IFERROR(\n INDEX(FixtureMaintInf,\n  SMALL(\n   IF(\n    FixtureInclude=\"x\",\n    ROW(FixtureMaintInf)-ROW(Fixtures!$B$36)\n   ),\n   COLUMNS($D67:CF67)\n  )\n ),\"\")","v":""},{"$f":"IFERROR(\n INDEX(FixtureMaintInf,\n  SMALL(\n   IF(\n    FixtureInclude=\"x\",\n    ROW(FixtureMaintInf)-ROW(Fixtures!$B$36)\n   ),\n   COLUMNS($D67:CG67)\n  )\n ),\"\")","v":""},{"$f":"IFERROR(\n INDEX(FixtureMaintInf,\n  SMALL(\n   IF(\n    FixtureInclude=\"x\",\n    ROW(FixtureMaintInf)-ROW(Fixtures!$B$36)\n   ),\n   COLUMNS($D67:CH67)\n  )\n ),\"\")","v":""},{"$f":"IFERROR(\n INDEX(FixtureMaintInf,\n  SMALL(\n   IF(\n    FixtureInclude=\"x\",\n    ROW(FixtureMaintInf)-ROW(Fixtures!$B$36)\n   ),\n   COLUMNS($D67:CI67)\n  )\n ),\"\")","v":""},{"$f":"IFERROR(\n INDEX(FixtureMaintInf,\n  SMALL(\n   IF(\n    FixtureInclude=\"x\",\n    ROW(FixtureMaintInf)-ROW(Fixtures!$B$36)\n   ),\n   COLUMNS($D67:CJ67)\n  )\n ),\"\")","v":""},{"$f":"IFERROR(\n INDEX(FixtureMaintInf,\n  SMALL(\n   IF(\n    FixtureInclude=\"x\",\n    ROW(FixtureMaintInf)-ROW(Fixtures!$B$36)\n   ),\n   COLUMNS($D67:CK67)\n  )\n ),\"\")","v":""},{"$f":"IFERROR(\n INDEX(FixtureMaintInf,\n  SMALL(\n   IF(\n    FixtureInclude=\"x\",\n    ROW(FixtureMaintInf)-ROW(Fixtures!$B$36)\n   ),\n   COLUMNS($D67:CL67)\n  )\n ),\"\")","v":""},{"$f":"IFERROR(\n INDEX(FixtureMaintInf,\n  SMALL(\n   IF(\n    FixtureInclude=\"x\",\n    ROW(FixtureMaintInf)-ROW(Fixtures!$B$36)\n   ),\n   COLUMNS($D67:CM67)\n  )\n ),\"\")","v":""},{"$f":"IFERROR(\n INDEX(FixtureMaintInf,\n  SMALL(\n   IF(\n    FixtureInclude=\"x\",\n    ROW(FixtureMaintInf)-ROW(Fixtures!$B$36)\n   ),\n   COLUMNS($D67:CN67)\n  )\n ),\"\")","v":""},{"$f":"IFERROR(\n INDEX(FixtureMaintInf,\n  SMALL(\n   IF(\n    FixtureInclude=\"x\",\n    ROW(FixtureMaintInf)-ROW(Fixtures!$B$36)\n   ),\n   COLUMNS($D67:CO67)\n  )\n ),\"\")","v":""},{"$f":"IFERROR(\n INDEX(FixtureMaintInf,\n  SMALL(\n   IF(\n    FixtureInclude=\"x\",\n    ROW(FixtureMaintInf)-ROW(Fixtures!$B$36)\n   ),\n   COLUMNS($D67:CP67)\n  )\n ),\"\")","v":""},{"$f":"IFERROR(\n INDEX(FixtureMaintInf,\n  SMALL(\n   IF(\n    FixtureInclude=\"x\",\n    ROW(FixtureMaintInf)-ROW(Fixtures!$B$36)\n   ),\n   COLUMNS($D67:CQ67)\n  )\n ),\"\")","v":""},{"$f":"IFERROR(\n INDEX(FixtureMaintInf,\n  SMALL(\n   IF(\n    FixtureInclude=\"x\",\n    ROW(FixtureMaintInf)-ROW(Fixtures!$B$36)\n   ),\n   COLUMNS($D67:CR67)\n  )\n ),\"\")","v":""},{"$f":"IFERROR(\n INDEX(FixtureMaintInf,\n  SMALL(\n   IF(\n    FixtureInclude=\"x\",\n    ROW(FixtureMaintInf)-ROW(Fixtures!$B$36)\n   ),\n   COLUMNS($D67:CS67)\n  )\n ),\"\")","v":""},{"$f":"IFERROR(\n INDEX(FixtureMaintInf,\n  SMALL(\n   IF(\n    FixtureInclude=\"x\",\n    ROW(FixtureMaintInf)-ROW(Fixtures!$B$36)\n   ),\n   COLUMNS($D67:CT67)\n  )\n ),\"\")","v":""},{"$f":"IFERROR(\n INDEX(FixtureMaintInf,\n  SMALL(\n   IF(\n    FixtureInclude=\"x\",\n    ROW(FixtureMaintInf)-ROW(Fixtures!$B$36)\n   ),\n   COLUMNS($D67:CU67)\n  )\n ),\"\")","v":""},{"$f":"IFERROR(\n INDEX(FixtureMaintInf,\n  SMALL(\n   IF(\n    FixtureInclude=\"x\",\n    ROW(FixtureMaintInf)-ROW(Fixtures!$B$36)\n   ),\n   COLUMNS($D67:CV67)\n  )\n ),\"\")","v":""},{"$f":"IFERROR(\n INDEX(FixtureMaintInf,\n  SMALL(\n   IF(\n    FixtureInclude=\"x\",\n    ROW(FixtureMaintInf)-ROW(Fixtures!$B$36)\n   ),\n   COLUMNS($D67:CW67)\n  )\n ),\"\")","v":""},{"$f":"IFERROR(\n INDEX(FixtureMaintInf,\n  SMALL(\n   IF(\n    FixtureInclude=\"x\",\n    ROW(FixtureMaintInf)-ROW(Fixtures!$B$36)\n   ),\n   COLUMNS($D67:CX67)\n  )\n ),\"\")","v":""},{"$f":"IFERROR(\n INDEX(FixtureMaintInf,\n  SMALL(\n   IF(\n    FixtureInclude=\"x\",\n    ROW(FixtureMaintInf)-ROW(Fixtures!$B$36)\n   ),\n   COLUMNS($D67:CY67)\n  )\n ),\"\")","v":""},{"$f":"IFERROR(\n INDEX(FixtureMaintInf,\n  SMALL(\n   IF(\n    FixtureInclude=\"x\",\n    ROW(FixtureMaintInf)-ROW(Fixtures!$B$36)\n   ),\n   COLUMNS($D67:CZ67)\n  )\n ),\"\")","v":""},{"$f":"IFERROR(\n INDEX(FixtureMaintInf,\n  SMALL(\n   IF(\n    FixtureInclude=\"x\",\n    ROW(FixtureMaintInf)-ROW(Fixtures!$B$36)\n   ),\n   COLUMNS($D67:DA67)\n  )\n ),\"\")","v":""},{"$f":"IFERROR(\n INDEX(FixtureMaintInf,\n  SMALL(\n   IF(\n    FixtureInclude=\"x\",\n    ROW(FixtureMaintInf)-ROW(Fixtures!$B$36)\n   ),\n   COLUMNS($D67:DB67)\n  )\n ),\"\")","v":""},{"$f":"IFERROR(\n INDEX(FixtureMaintInf,\n  SMALL(\n   IF(\n    FixtureInclude=\"x\",\n    ROW(FixtureMaintInf)-ROW(Fixtures!$B$36)\n   ),\n   COLUMNS($D67:DC67)\n  )\n ),\"\")","v":""},{"$f":"IFERROR(\n INDEX(FixtureMaintInf,\n  SMALL(\n   IF(\n    FixtureInclude=\"x\",\n    ROW(FixtureMaintInf)-ROW(Fixtures!$B$36)\n   ),\n   COLUMNS($D67:DD67)\n  )\n ),\"\")","v":""},{"$f":"IFERROR(\n INDEX(FixtureMaintInf,\n  SMALL(\n   IF(\n    FixtureInclude=\"x\",\n    ROW(FixtureMaintInf)-ROW(Fixtures!$B$36)\n   ),\n   COLUMNS($D67:DE67)\n  )\n ),\"\")","v":""},{"$f":"IFERROR(\n INDEX(FixtureMaintInf,\n  SMALL(\n   IF(\n    FixtureInclude=\"x\",\n    ROW(FixtureMaintInf)-ROW(Fixtures!$B$36)\n   ),\n   COLUMNS($D67:DF67)\n  )\n ),\"\")","v":""},{"$f":"IFERROR(\n INDEX(FixtureMaintInf,\n  SMALL(\n   IF(\n    FixtureInclude=\"x\",\n    ROW(FixtureMaintInf)-ROW(Fixtures!$B$36)\n   ),\n   COLUMNS($D67:DG67)\n  )\n ),\"\")","v":""},{"$f":"IFERROR(\n INDEX(FixtureMaintInf,\n  SMALL(\n   IF(\n    FixtureInclude=\"x\",\n    ROW(FixtureMaintInf)-ROW(Fixtures!$B$36)\n   ),\n   COLUMNS($D67:DH67)\n  )\n ),\"\")","v":""}]
[null,{"$f":"Fixtures!E28","v":"Total Light Loss Factor"},{"$f":"Fixtures!F28","v":"?"},{"$f":"IFERROR(\n INDEX(FixtureLOM,\n  SMALL(\n   IF(\n    FixtureInclude=\"x\",\n    ROW(FixtureLOM)-ROW(Fixtures!$B$36)\n   ),\n   COLUMNS($D68:D68)\n  )\n ),\"\")","v":""},{"$f":"IFERROR(\n INDEX(FixtureLOM,\n  SMALL(\n   IF(\n    FixtureInclude=\"x\",\n    ROW(FixtureLOM)-ROW(Fixtures!$B$36)\n   ),\n   COLUMNS($D68:E68)\n  )\n ),\"\")","v":""},{"$f":"IFERROR(\n INDEX(FixtureLOM,\n  SMALL(\n   IF(\n    FixtureInclude=\"x\",\n    ROW(FixtureLOM)-ROW(Fixtures!$B$36)\n   ),\n   COLUMNS($D68:F68)\n  )\n ),\"\")","v":""},{"$f":"IFERROR(\n INDEX(FixtureLOM,\n  SMALL(\n   IF(\n    FixtureInclude=\"x\",\n    ROW(FixtureLOM)-ROW(Fixtures!$B$36)\n   ),\n   COLUMNS($D68:G68)\n  )\n ),\"\")","v":""},{"$f":"IFERROR(\n INDEX(FixtureLOM,\n  SMALL(\n   IF(\n    FixtureInclude=\"x\",\n    ROW(FixtureLOM)-ROW(Fixtures!$B$36)\n   ),\n   COLUMNS($D68:H68)\n  )\n ),\"\")","v":""},{"$f":"IFERROR(\n INDEX(FixtureLOM,\n  SMALL(\n   IF(\n    FixtureInclude=\"x\",\n    ROW(FixtureLOM)-ROW(Fixtures!$B$36)\n   ),\n   COLUMNS($D68:I68)\n  )\n ),\"\")","v":""},{"$f":"IFERROR(\n INDEX(FixtureLOM,\n  SMALL(\n   IF(\n    FixtureInclude=\"x\",\n    ROW(FixtureLOM)-ROW(Fixtures!$B$36)\n   ),\n   COLUMNS($D68:J68)\n  )\n ),\"\")","v":""},{"$f":"IFERROR(\n INDEX(FixtureLOM,\n  SMALL(\n   IF(\n    FixtureInclude=\"x\",\n    ROW(FixtureLOM)-ROW(Fixtures!$B$36)\n   ),\n   COLUMNS($D68:K68)\n  )\n ),\"\")","v":""},{"$f":"IFERROR(\n INDEX(FixtureLOM,\n  SMALL(\n   IF(\n    FixtureInclude=\"x\",\n    ROW(FixtureLOM)-ROW(Fixtures!$B$36)\n   ),\n   COLUMNS($D68:L68)\n  )\n ),\"\")","v":""},{"$f":"IFERROR(\n INDEX(FixtureLOM,\n  SMALL(\n   IF(\n    FixtureInclude=\"x\",\n    ROW(FixtureLOM)-ROW(Fixtures!$B$36)\n   ),\n   COLUMNS($D68:M68)\n  )\n ),\"\")","v":""},{"$f":"IFERROR(\n INDEX(FixtureLOM,\n  SMALL(\n   IF(\n    FixtureInclude=\"x\",\n    ROW(FixtureLOM)-ROW(Fixtures!$B$36)\n   ),\n   COLUMNS($D68:N68)\n  )\n ),\"\")","v":""},{"$f":"IFERROR(\n INDEX(FixtureLOM,\n  SMALL(\n   IF(\n    FixtureInclude=\"x\",\n    ROW(FixtureLOM)-ROW(Fixtures!$B$36)\n   ),\n   COLUMNS($D68:O68)\n  )\n ),\"\")","v":""},{"$f":"IFERROR(\n INDEX(FixtureLOM,\n  SMALL(\n   IF(\n    FixtureInclude=\"x\",\n    ROW(FixtureLOM)-ROW(Fixtures!$B$36)\n   ),\n   COLUMNS($D68:P68)\n  )\n ),\"\")","v":""},{"$f":"IFERROR(\n INDEX(FixtureLOM,\n  SMALL(\n   IF(\n    FixtureInclude=\"x\",\n    ROW(FixtureLOM)-ROW(Fixtures!$B$36)\n   ),\n   COLUMNS($D68:Q68)\n  )\n ),\"\")","v":""},{"$f":"IFERROR(\n INDEX(FixtureLOM,\n  SMALL(\n   IF(\n    FixtureInclude=\"x\",\n    ROW(FixtureLOM)-ROW(Fixtures!$B$36)\n   ),\n   COLUMNS($D68:R68)\n  )\n ),\"\")","v":""},{"$f":"IFERROR(\n INDEX(FixtureLOM,\n  SMALL(\n   IF(\n    FixtureInclude=\"x\",\n    ROW(FixtureLOM)-ROW(Fixtures!$B$36)\n   ),\n   COLUMNS($D68:S68)\n  )\n ),\"\")","v":""},{"$f":"IFERROR(\n INDEX(FixtureLOM,\n  SMALL(\n   IF(\n    FixtureInclude=\"x\",\n    ROW(FixtureLOM)-ROW(Fixtures!$B$36)\n   ),\n   COLUMNS($D68:T68)\n  )\n ),\"\")","v":""},{"$f":"IFERROR(\n INDEX(FixtureLOM,\n  SMALL(\n   IF(\n    FixtureInclude=\"x\",\n    ROW(FixtureLOM)-ROW(Fixtures!$B$36)\n   ),\n   COLUMNS($D68:U68)\n  )\n ),\"\")","v":""},{"$f":"IFERROR(\n INDEX(FixtureLOM,\n  SMALL(\n   IF(\n    FixtureInclude=\"x\",\n    ROW(FixtureLOM)-ROW(Fixtures!$B$36)\n   ),\n   COLUMNS($D68:V68)\n  )\n ),\"\")","v":""},{"$f":"IFERROR(\n INDEX(FixtureLOM,\n  SMALL(\n   IF(\n    FixtureInclude=\"x\",\n    ROW(FixtureLOM)-ROW(Fixtures!$B$36)\n   ),\n   COLUMNS($D68:W68)\n  )\n ),\"\")","v":""},{"$f":"IFERROR(\n INDEX(FixtureLOM,\n  SMALL(\n   IF(\n    FixtureInclude=\"x\",\n    ROW(FixtureLOM)-ROW(Fixtures!$B$36)\n   ),\n   COLUMNS($D68:X68)\n  )\n ),\"\")","v":""},{"$f":"IFERROR(\n INDEX(FixtureLOM,\n  SMALL(\n   IF(\n    FixtureInclude=\"x\",\n    ROW(FixtureLOM)-ROW(Fixtures!$B$36)\n   ),\n   COLUMNS($D68:Y68)\n  )\n ),\"\")","v":""},{"$f":"IFERROR(\n INDEX(FixtureLOM,\n  SMALL(\n   IF(\n    FixtureInclude=\"x\",\n    ROW(FixtureLOM)-ROW(Fixtures!$B$36)\n   ),\n   COLUMNS($D68:Z68)\n  )\n ),\"\")","v":""},{"$f":"IFERROR(\n INDEX(FixtureLOM,\n  SMALL(\n   IF(\n    FixtureInclude=\"x\",\n    ROW(FixtureLOM)-ROW(Fixtures!$B$36)\n   ),\n   COLUMNS($D68:AA68)\n  )\n ),\"\")","v":""},{"$f":"IFERROR(\n INDEX(FixtureLOM,\n  SMALL(\n   IF(\n    FixtureInclude=\"x\",\n    ROW(FixtureLOM)-ROW(Fixtures!$B$36)\n   ),\n   COLUMNS($D68:AB68)\n  )\n ),\"\")","v":""},{"$f":"IFERROR(\n INDEX(FixtureLOM,\n  SMALL(\n   IF(\n    FixtureInclude=\"x\",\n    ROW(FixtureLOM)-ROW(Fixtures!$B$36)\n   ),\n   COLUMNS($D68:AC68)\n  )\n ),\"\")","v":""},{"$f":"IFERROR(\n INDEX(FixtureLOM,\n  SMALL(\n   IF(\n    FixtureInclude=\"x\",\n    ROW(FixtureLOM)-ROW(Fixtures!$B$36)\n   ),\n   COLUMNS($D68:AD68)\n  )\n ),\"\")","v":""},{"$f":"IFERROR(\n INDEX(FixtureLOM,\n  SMALL(\n   IF(\n    FixtureInclude=\"x\",\n    ROW(FixtureLOM)-ROW(Fixtures!$B$36)\n   ),\n   COLUMNS($D68:AE68)\n  )\n ),\"\")","v":""},{"$f":"IFERROR(\n INDEX(FixtureLOM,\n  SMALL(\n   IF(\n    FixtureInclude=\"x\",\n    ROW(FixtureLOM)-ROW(Fixtures!$B$36)\n   ),\n   COLUMNS($D68:AF68)\n  )\n ),\"\")","v":""},{"$f":"IFERROR(\n INDEX(FixtureLOM,\n  SMALL(\n   IF(\n    FixtureInclude=\"x\",\n    ROW(FixtureLOM)-ROW(Fixtures!$B$36)\n   ),\n   COLUMNS($D68:AG68)\n  )\n ),\"\")","v":""},{"$f":"IFERROR(\n INDEX(FixtureLOM,\n  SMALL(\n   IF(\n    FixtureInclude=\"x\",\n    ROW(FixtureLOM)-ROW(Fixtures!$B$36)\n   ),\n   COLUMNS($D68:AH68)\n  )\n ),\"\")","v":""},{"$f":"IFERROR(\n INDEX(FixtureLOM,\n  SMALL(\n   IF(\n    FixtureInclude=\"x\",\n    ROW(FixtureLOM)-ROW(Fixtures!$B$36)\n   ),\n   COLUMNS($D68:AI68)\n  )\n ),\"\")","v":""},{"$f":"IFERROR(\n INDEX(FixtureLOM,\n  SMALL(\n   IF(\n    FixtureInclude=\"x\",\n    ROW(FixtureLOM)-ROW(Fixtures!$B$36)\n   ),\n   COLUMNS($D68:AJ68)\n  )\n ),\"\")","v":""},{"$f":"IFERROR(\n INDEX(FixtureLOM,\n  SMALL(\n   IF(\n    FixtureInclude=\"x\",\n    ROW(FixtureLOM)-ROW(Fixtures!$B$36)\n   ),\n   COLUMNS($D68:AK68)\n  )\n ),\"\")","v":""},{"$f":"IFERROR(\n INDEX(FixtureLOM,\n  SMALL(\n   IF(\n    FixtureInclude=\"x\",\n    ROW(FixtureLOM)-ROW(Fixtures!$B$36)\n   ),\n   COLUMNS($D68:AL68)\n  )\n ),\"\")","v":""},{"$f":"IFERROR(\n INDEX(FixtureLOM,\n  SMALL(\n   IF(\n    FixtureInclude=\"x\",\n    ROW(FixtureLOM)-ROW(Fixtures!$B$36)\n   ),\n   COLUMNS($D68:AM68)\n  )\n ),\"\")","v":""},{"$f":"IFERROR(\n INDEX(FixtureLOM,\n  SMALL(\n   IF(\n    FixtureInclude=\"x\",\n    ROW(FixtureLOM)-ROW(Fixtures!$B$36)\n   ),\n   COLUMNS($D68:AN68)\n  )\n ),\"\")","v":""},{"$f":"IFERROR(\n INDEX(FixtureLOM,\n  SMALL(\n   IF(\n    FixtureInclude=\"x\",\n    ROW(FixtureLOM)-ROW(Fixtures!$B$36)\n   ),\n   COLUMNS($D68:AO68)\n  )\n ),\"\")","v":""},{"$f":"IFERROR(\n INDEX(FixtureLOM,\n  SMALL(\n   IF(\n    FixtureInclude=\"x\",\n    ROW(FixtureLOM)-ROW(Fixtures!$B$36)\n   ),\n   COLUMNS($D68:AP68)\n  )\n ),\"\")","v":""},{"$f":"IFERROR(\n INDEX(FixtureLOM,\n  SMALL(\n   IF(\n    FixtureInclude=\"x\",\n    ROW(FixtureLOM)-ROW(Fixtures!$B$36)\n   ),\n   COLUMNS($D68:AQ68)\n  )\n ),\"\")","v":""},{"$f":"IFERROR(\n INDEX(FixtureLOM,\n  SMALL(\n   IF(\n    FixtureInclude=\"x\",\n    ROW(FixtureLOM)-ROW(Fixtures!$B$36)\n   ),\n   COLUMNS($D68:AR68)\n  )\n ),\"\")","v":""},{"$f":"IFERROR(\n INDEX(FixtureLOM,\n  SMALL(\n   IF(\n    FixtureInclude=\"x\",\n    ROW(FixtureLOM)-ROW(Fixtures!$B$36)\n   ),\n   COLUMNS($D68:AS68)\n  )\n ),\"\")","v":""},{"$f":"IFERROR(\n INDEX(FixtureLOM,\n  SMALL(\n   IF(\n    FixtureInclude=\"x\",\n    ROW(FixtureLOM)-ROW(Fixtures!$B$36)\n   ),\n   COLUMNS($D68:AT68)\n  )\n ),\"\")","v":""},{"$f":"IFERROR(\n INDEX(FixtureLOM,\n  SMALL(\n   IF(\n    FixtureInclude=\"x\",\n    ROW(FixtureLOM)-ROW(Fixtures!$B$36)\n   ),\n   COLUMNS($D68:AU68)\n  )\n ),\"\")","v":""},{"$f":"IFERROR(\n INDEX(FixtureLOM,\n  SMALL(\n   IF(\n    FixtureInclude=\"x\",\n    ROW(FixtureLOM)-ROW(Fixtures!$B$36)\n   ),\n   COLUMNS($D68:AV68)\n  )\n ),\"\")","v":""},{"$f":"IFERROR(\n INDEX(FixtureLOM,\n  SMALL(\n   IF(\n    FixtureInclude=\"x\",\n    ROW(FixtureLOM)-ROW(Fixtures!$B$36)\n   ),\n   COLUMNS($D68:AW68)\n  )\n ),\"\")","v":""},{"$f":"IFERROR(\n INDEX(FixtureLOM,\n  SMALL(\n   IF(\n    FixtureInclude=\"x\",\n    ROW(FixtureLOM)-ROW(Fixtures!$B$36)\n   ),\n   COLUMNS($D68:AX68)\n  )\n ),\"\")","v":""},{"$f":"IFERROR(\n INDEX(FixtureLOM,\n  SMALL(\n   IF(\n    FixtureInclude=\"x\",\n    ROW(FixtureLOM)-ROW(Fixtures!$B$36)\n   ),\n   COLUMNS($D68:AY68)\n  )\n ),\"\")","v":""},{"$f":"IFERROR(\n INDEX(FixtureLOM,\n  SMALL(\n   IF(\n    FixtureInclude=\"x\",\n    ROW(FixtureLOM)-ROW(Fixtures!$B$36)\n   ),\n   COLUMNS($D68:AZ68)\n  )\n ),\"\")","v":""},{"$f":"IFERROR(\n INDEX(FixtureLOM,\n  SMALL(\n   IF(\n    FixtureInclude=\"x\",\n    ROW(FixtureLOM)-ROW(Fixtures!$B$36)\n   ),\n   COLUMNS($D68:BA68)\n  )\n ),\"\")","v":""},{"$f":"IFERROR(\n INDEX(FixtureLOM,\n  SMALL(\n   IF(\n    FixtureInclude=\"x\",\n    ROW(FixtureLOM)-ROW(Fixtures!$B$36)\n   ),\n   COLUMNS($D68:BB68)\n  )\n ),\"\")","v":""},{"$f":"IFERROR(\n INDEX(FixtureLOM,\n  SMALL(\n   IF(\n    FixtureInclude=\"x\",\n    ROW(FixtureLOM)-ROW(Fixtures!$B$36)\n   ),\n   COLUMNS($D68:BC68)\n  )\n ),\"\")","v":""},{"$f":"IFERROR(\n INDEX(FixtureLOM,\n  SMALL(\n   IF(\n    FixtureInclude=\"x\",\n    ROW(FixtureLOM)-ROW(Fixtures!$B$36)\n   ),\n   COLUMNS($D68:BD68)\n  )\n ),\"\")","v":""},{"$f":"IFERROR(\n INDEX(FixtureLOM,\n  SMALL(\n   IF(\n    FixtureInclude=\"x\",\n    ROW(FixtureLOM)-ROW(Fixtures!$B$36)\n   ),\n   COLUMNS($D68:BE68)\n  )\n ),\"\")","v":""},{"$f":"IFERROR(\n INDEX(FixtureLOM,\n  SMALL(\n   IF(\n    FixtureInclude=\"x\",\n    ROW(FixtureLOM)-ROW(Fixtures!$B$36)\n   ),\n   COLUMNS($D68:BF68)\n  )\n ),\"\")","v":""},{"$f":"IFERROR(\n INDEX(FixtureLOM,\n  SMALL(\n   IF(\n    FixtureInclude=\"x\",\n    ROW(FixtureLOM)-ROW(Fixtures!$B$36)\n   ),\n   COLUMNS($D68:BG68)\n  )\n ),\"\")","v":""},{"$f":"IFERROR(\n INDEX(FixtureLOM,\n  SMALL(\n   IF(\n    FixtureInclude=\"x\",\n    ROW(FixtureLOM)-ROW(Fixtures!$B$36)\n   ),\n   COLUMNS($D68:BH68)\n  )\n ),\"\")","v":""},{"$f":"IFERROR(\n INDEX(FixtureLOM,\n  SMALL(\n   IF(\n    FixtureInclude=\"x\",\n    ROW(FixtureLOM)-ROW(Fixtures!$B$36)\n   ),\n   COLUMNS($D68:BI68)\n  )\n ),\"\")","v":""},{"$f":"IFERROR(\n INDEX(FixtureLOM,\n  SMALL(\n   IF(\n    FixtureInclude=\"x\",\n    ROW(FixtureLOM)-ROW(Fixtures!$B$36)\n   ),\n   COLUMNS($D68:BJ68)\n  )\n ),\"\")","v":""},{"$f":"IFERROR(\n INDEX(FixtureLOM,\n  SMALL(\n   IF(\n    FixtureInclude=\"x\",\n    ROW(FixtureLOM)-ROW(Fixtures!$B$36)\n   ),\n   COLUMNS($D68:BK68)\n  )\n ),\"\")","v":""},{"$f":"IFERROR(\n INDEX(FixtureLOM,\n  SMALL(\n   IF(\n    FixtureInclude=\"x\",\n    ROW(FixtureLOM)-ROW(Fixtures!$B$36)\n   ),\n   COLUMNS($D68:BL68)\n  )\n ),\"\")","v":""},{"$f":"IFERROR(\n INDEX(FixtureLOM,\n  SMALL(\n   IF(\n    FixtureInclude=\"x\",\n    ROW(FixtureLOM)-ROW(Fixtures!$B$36)\n   ),\n   COLUMNS($D68:BM68)\n  )\n ),\"\")","v":""},{"$f":"IFERROR(\n INDEX(FixtureLOM,\n  SMALL(\n   IF(\n    FixtureInclude=\"x\",\n    ROW(FixtureLOM)-ROW(Fixtures!$B$36)\n   ),\n   COLUMNS($D68:BN68)\n  )\n ),\"\")","v":""},{"$f":"IFERROR(\n INDEX(FixtureLOM,\n  SMALL(\n   IF(\n    FixtureInclude=\"x\",\n    ROW(FixtureLOM)-ROW(Fixtures!$B$36)\n   ),\n   COLUMNS($D68:BO68)\n  )\n ),\"\")","v":""},{"$f":"IFERROR(\n INDEX(FixtureLOM,\n  SMALL(\n   IF(\n    FixtureInclude=\"x\",\n    ROW(FixtureLOM)-ROW(Fixtures!$B$36)\n   ),\n   COLUMNS($D68:BP68)\n  )\n ),\"\")","v":""},{"$f":"IFERROR(\n INDEX(FixtureLOM,\n  SMALL(\n   IF(\n    FixtureInclude=\"x\",\n    ROW(FixtureLOM)-ROW(Fixtures!$B$36)\n   ),\n   COLUMNS($D68:BQ68)\n  )\n ),\"\")","v":""},{"$f":"IFERROR(\n INDEX(FixtureLOM,\n  SMALL(\n   IF(\n    FixtureInclude=\"x\",\n    ROW(FixtureLOM)-ROW(Fixtures!$B$36)\n   ),\n   COLUMNS($D68:BR68)\n  )\n ),\"\")","v":""},{"$f":"IFERROR(\n INDEX(FixtureLOM,\n  SMALL(\n   IF(\n    FixtureInclude=\"x\",\n    ROW(FixtureLOM)-ROW(Fixtures!$B$36)\n   ),\n   COLUMNS($D68:BS68)\n  )\n ),\"\")","v":""},{"$f":"IFERROR(\n INDEX(FixtureLOM,\n  SMALL(\n   IF(\n    FixtureInclude=\"x\",\n    ROW(FixtureLOM)-ROW(Fixtures!$B$36)\n   ),\n   COLUMNS($D68:BT68)\n  )\n ),\"\")","v":""},{"$f":"IFERROR(\n INDEX(FixtureLOM,\n  SMALL(\n   IF(\n    FixtureInclude=\"x\",\n    ROW(FixtureLOM)-ROW(Fixtures!$B$36)\n   ),\n   COLUMNS($D68:BU68)\n  )\n ),\"\")","v":""},{"$f":"IFERROR(\n INDEX(FixtureLOM,\n  SMALL(\n   IF(\n    FixtureInclude=\"x\",\n    ROW(FixtureLOM)-ROW(Fixtures!$B$36)\n   ),\n   COLUMNS($D68:BV68)\n  )\n ),\"\")","v":""},{"$f":"IFERROR(\n INDEX(FixtureLOM,\n  SMALL(\n   IF(\n    FixtureInclude=\"x\",\n    ROW(FixtureLOM)-ROW(Fixtures!$B$36)\n   ),\n   COLUMNS($D68:BW68)\n  )\n ),\"\")","v":""},{"$f":"IFERROR(\n INDEX(FixtureLOM,\n  SMALL(\n   IF(\n    FixtureInclude=\"x\",\n    ROW(FixtureLOM)-ROW(Fixtures!$B$36)\n   ),\n   COLUMNS($D68:BX68)\n  )\n ),\"\")","v":""},{"$f":"IFERROR(\n INDEX(FixtureLOM,\n  SMALL(\n   IF(\n    FixtureInclude=\"x\",\n    ROW(FixtureLOM)-ROW(Fixtures!$B$36)\n   ),\n   COLUMNS($D68:BY68)\n  )\n ),\"\")","v":""},{"$f":"IFERROR(\n INDEX(FixtureLOM,\n  SMALL(\n   IF(\n    FixtureInclude=\"x\",\n    ROW(FixtureLOM)-ROW(Fixtures!$B$36)\n   ),\n   COLUMNS($D68:BZ68)\n  )\n ),\"\")","v":""},{"$f":"IFERROR(\n INDEX(FixtureLOM,\n  SMALL(\n   IF(\n    FixtureInclude=\"x\",\n    ROW(FixtureLOM)-ROW(Fixtures!$B$36)\n   ),\n   COLUMNS($D68:CA68)\n  )\n ),\"\")","v":""},{"$f":"IFERROR(\n INDEX(FixtureLOM,\n  SMALL(\n   IF(\n    FixtureInclude=\"x\",\n    ROW(FixtureLOM)-ROW(Fixtures!$B$36)\n   ),\n   COLUMNS($D68:CB68)\n  )\n ),\"\")","v":""},{"$f":"IFERROR(\n INDEX(FixtureLOM,\n  SMALL(\n   IF(\n    FixtureInclude=\"x\",\n    ROW(FixtureLOM)-ROW(Fixtures!$B$36)\n   ),\n   COLUMNS($D68:CC68)\n  )\n ),\"\")","v":""},{"$f":"IFERROR(\n INDEX(FixtureLOM,\n  SMALL(\n   IF(\n    FixtureInclude=\"x\",\n    ROW(FixtureLOM)-ROW(Fixtures!$B$36)\n   ),\n   COLUMNS($D68:CD68)\n  )\n ),\"\")","v":""},{"$f":"IFERROR(\n INDEX(FixtureLOM,\n  SMALL(\n   IF(\n    FixtureInclude=\"x\",\n    ROW(FixtureLOM)-ROW(Fixtures!$B$36)\n   ),\n   COLUMNS($D68:CE68)\n  )\n ),\"\")","v":""},{"$f":"IFERROR(\n INDEX(FixtureLOM,\n  SMALL(\n   IF(\n    FixtureInclude=\"x\",\n    ROW(FixtureLOM)-ROW(Fixtures!$B$36)\n   ),\n   COLUMNS($D68:CF68)\n  )\n ),\"\")","v":""},{"$f":"IFERROR(\n INDEX(FixtureLOM,\n  SMALL(\n   IF(\n    FixtureInclude=\"x\",\n    ROW(FixtureLOM)-ROW(Fixtures!$B$36)\n   ),\n   COLUMNS($D68:CG68)\n  )\n ),\"\")","v":""},{"$f":"IFERROR(\n INDEX(FixtureLOM,\n  SMALL(\n   IF(\n    FixtureInclude=\"x\",\n    ROW(FixtureLOM)-ROW(Fixtures!$B$36)\n   ),\n   COLUMNS($D68:CH68)\n  )\n ),\"\")","v":""},{"$f":"IFERROR(\n INDEX(FixtureLOM,\n  SMALL(\n   IF(\n    FixtureInclude=\"x\",\n    ROW(FixtureLOM)-ROW(Fixtures!$B$36)\n   ),\n   COLUMNS($D68:CI68)\n  )\n ),\"\")","v":""},{"$f":"IFERROR(\n INDEX(FixtureLOM,\n  SMALL(\n   IF(\n    FixtureInclude=\"x\",\n    ROW(FixtureLOM)-ROW(Fixtures!$B$36)\n   ),\n   COLUMNS($D68:CJ68)\n  )\n ),\"\")","v":""},{"$f":"IFERROR(\n INDEX(FixtureLOM,\n  SMALL(\n   IF(\n    FixtureInclude=\"x\",\n    ROW(FixtureLOM)-ROW(Fixtures!$B$36)\n   ),\n   COLUMNS($D68:CK68)\n  )\n ),\"\")","v":""},{"$f":"IFERROR(\n INDEX(FixtureLOM,\n  SMALL(\n   IF(\n    FixtureInclude=\"x\",\n    ROW(FixtureLOM)-ROW(Fixtures!$B$36)\n   ),\n   COLUMNS($D68:CL68)\n  )\n ),\"\")","v":""},{"$f":"IFERROR(\n INDEX(FixtureLOM,\n  SMALL(\n   IF(\n    FixtureInclude=\"x\",\n    ROW(FixtureLOM)-ROW(Fixtures!$B$36)\n   ),\n   COLUMNS($D68:CM68)\n  )\n ),\"\")","v":""},{"$f":"IFERROR(\n INDEX(FixtureLOM,\n  SMALL(\n   IF(\n    FixtureInclude=\"x\",\n    ROW(FixtureLOM)-ROW(Fixtures!$B$36)\n   ),\n   COLUMNS($D68:CN68)\n  )\n ),\"\")","v":""},{"$f":"IFERROR(\n INDEX(FixtureLOM,\n  SMALL(\n   IF(\n    FixtureInclude=\"x\",\n    ROW(FixtureLOM)-ROW(Fixtures!$B$36)\n   ),\n   COLUMNS($D68:CO68)\n  )\n ),\"\")","v":""},{"$f":"IFERROR(\n INDEX(FixtureLOM,\n  SMALL(\n   IF(\n    FixtureInclude=\"x\",\n    ROW(FixtureLOM)-ROW(Fixtures!$B$36)\n   ),\n   COLUMNS($D68:CP68)\n  )\n ),\"\")","v":""},{"$f":"IFERROR(\n INDEX(FixtureLOM,\n  SMALL(\n   IF(\n    FixtureInclude=\"x\",\n    ROW(FixtureLOM)-ROW(Fixtures!$B$36)\n   ),\n   COLUMNS($D68:CQ68)\n  )\n ),\"\")","v":""},{"$f":"IFERROR(\n INDEX(FixtureLOM,\n  SMALL(\n   IF(\n    FixtureInclude=\"x\",\n    ROW(FixtureLOM)-ROW(Fixtures!$B$36)\n   ),\n   COLUMNS($D68:CR68)\n  )\n ),\"\")","v":""},{"$f":"IFERROR(\n INDEX(FixtureLOM,\n  SMALL(\n   IF(\n    FixtureInclude=\"x\",\n    ROW(FixtureLOM)-ROW(Fixtures!$B$36)\n   ),\n   COLUMNS($D68:CS68)\n  )\n ),\"\")","v":""},{"$f":"IFERROR(\n INDEX(FixtureLOM,\n  SMALL(\n   IF(\n    FixtureInclude=\"x\",\n    ROW(FixtureLOM)-ROW(Fixtures!$B$36)\n   ),\n   COLUMNS($D68:CT68)\n  )\n ),\"\")","v":""},{"$f":"IFERROR(\n INDEX(FixtureLOM,\n  SMALL(\n   IF(\n    FixtureInclude=\"x\",\n    ROW(FixtureLOM)-ROW(Fixtures!$B$36)\n   ),\n   COLUMNS($D68:CU68)\n  )\n ),\"\")","v":""},{"$f":"IFERROR(\n INDEX(FixtureLOM,\n  SMALL(\n   IF(\n    FixtureInclude=\"x\",\n    ROW(FixtureLOM)-ROW(Fixtures!$B$36)\n   ),\n   COLUMNS($D68:CV68)\n  )\n ),\"\")","v":""},{"$f":"IFERROR(\n INDEX(FixtureLOM,\n  SMALL(\n   IF(\n    FixtureInclude=\"x\",\n    ROW(FixtureLOM)-ROW(Fixtures!$B$36)\n   ),\n   COLUMNS($D68:CW68)\n  )\n ),\"\")","v":""},{"$f":"IFERROR(\n INDEX(FixtureLOM,\n  SMALL(\n   IF(\n    FixtureInclude=\"x\",\n    ROW(FixtureLOM)-ROW(Fixtures!$B$36)\n   ),\n   COLUMNS($D68:CX68)\n  )\n ),\"\")","v":""},{"$f":"IFERROR(\n INDEX(FixtureLOM,\n  SMALL(\n   IF(\n    FixtureInclude=\"x\",\n    ROW(FixtureLOM)-ROW(Fixtures!$B$36)\n   ),\n   COLUMNS($D68:CY68)\n  )\n ),\"\")","v":""},{"$f":"IFERROR(\n INDEX(FixtureLOM,\n  SMALL(\n   IF(\n    FixtureInclude=\"x\",\n    ROW(FixtureLOM)-ROW(Fixtures!$B$36)\n   ),\n   COLUMNS($D68:CZ68)\n  )\n ),\"\")","v":""},{"$f":"IFERROR(\n INDEX(FixtureLOM,\n  SMALL(\n   IF(\n    FixtureInclude=\"x\",\n    ROW(FixtureLOM)-ROW(Fixtures!$B$36)\n   ),\n   COLUMNS($D68:DA68)\n  )\n ),\"\")","v":""},{"$f":"IFERROR(\n INDEX(FixtureLOM,\n  SMALL(\n   IF(\n    FixtureInclude=\"x\",\n    ROW(FixtureLOM)-ROW(Fixtures!$B$36)\n   ),\n   COLUMNS($D68:DB68)\n  )\n ),\"\")","v":""},{"$f":"IFERROR(\n INDEX(FixtureLOM,\n  SMALL(\n   IF(\n    FixtureInclude=\"x\",\n    ROW(FixtureLOM)-ROW(Fixtures!$B$36)\n   ),\n   COLUMNS($D68:DC68)\n  )\n ),\"\")","v":""},{"$f":"IFERROR(\n INDEX(FixtureLOM,\n  SMALL(\n   IF(\n    FixtureInclude=\"x\",\n    ROW(FixtureLOM)-ROW(Fixtures!$B$36)\n   ),\n   COLUMNS($D68:DD68)\n  )\n ),\"\")","v":""},{"$f":"IFERROR(\n INDEX(FixtureLOM,\n  SMALL(\n   IF(\n    FixtureInclude=\"x\",\n    ROW(FixtureLOM)-ROW(Fixtures!$B$36)\n   ),\n   COLUMNS($D68:DE68)\n  )\n ),\"\")","v":""},{"$f":"IFERROR(\n INDEX(FixtureLOM,\n  SMALL(\n   IF(\n    FixtureInclude=\"x\",\n    ROW(FixtureLOM)-ROW(Fixtures!$B$36)\n   ),\n   COLUMNS($D68:DF68)\n  )\n ),\"\")","v":""},{"$f":"IFERROR(\n INDEX(FixtureLOM,\n  SMALL(\n   IF(\n    FixtureInclude=\"x\",\n    ROW(FixtureLOM)-ROW(Fixtures!$B$36)\n   ),\n   COLUMNS($D68:DG68)\n  )\n ),\"\")","v":""},{"$f":"IFERROR(\n INDEX(FixtureLOM,\n  SMALL(\n   IF(\n    FixtureInclude=\"x\",\n    ROW(FixtureLOM)-ROW(Fixtures!$B$36)\n   ),\n   COLUMNS($D68:DH68)\n  )\n ),\"\")","v":""}]

{"sheet":"Delete IES","index":8,"n_rows":22,"n_cols":3,"rows_kept":22,"cut":false,"hidden":false,"merged":[]}
[]
[]
[null,{"$f":"Translation!B310","v":"1) Select fixture data to remove from the tool:"}]
[]
[]
[]
[]
[]
[]
[]
[]
[]
[]
[]
[]
[null,null,38]
[]
[]
[]
[null,{"$f":"Translation!B311","v":"Selected File:"},{"$f":"INDEX(FixtureChoices,C16)","v":"AE - LED 238W Type III"}]
[]
[null,{"$f":"Translation!B312","v":"2) Confirm deletion (cannot be undone)"}]

{"sheet":"Add IES Files","index":9,"n_rows":21,"n_cols":26,"rows_kept":21,"cut":false,"hidden":false,"merged":[[14,0,14,2],[2,0,2,1],[14,3,14,11]]}
[{"$f":"Translation!B321","v":"Use this sheet to load IES files"},null,null,null,{"$f":"MAX(IF(LEN(C33:C63104)>0,ROW(C33:C63104),0))-ROW($C$30)","v":{"$error":"#VALUE!"}},null,null,null,null,null,null,null,null,null,null,null,null,null,null,null,null,null,null,null,null,4]
[]
[{"$f":"Translation!B364","v":"IES files describe the light output of a fixture. You can obtain them from fixture manufacturers"}]
[]
[{"$f":"Translation!B512","v":"Step 1: Save the IES files you would like to upload to the tool into a folder on your hard drive"}]
[{"$f":"Translation!B513","v":"Step 2: Select “Add files to list below”"}]
[{"$f":"Translation!B514","v":"Step 3: Use the dialog box to find the folder where the files are saved on your hard drive. Select one of the files in the folder and click “Open”"}]
[{"$f":"Translation!B515","v":"Step 4: Enter a name for the fixture that you can use to identify the fixture in the tool analysis (the default will be the file name)"}]
[{"$f":"Translation!B516","v":"Step 5: Enter the Fixture Type (HPS, MH, or LED)"}]
[{"$f":"Translation!B517","v":"Step 6: If desired, enter data for optional inputs found in columns D-K"}]
[{"$f":"Translation!B518","v":"Step 7: Select \"Begin upload of IES files listed below\""}]
[{"$f":"Translation!B519","v":"Step 8: Return to “Fixtures” tab and select the fixtures that you want to include in this analysis"}]
[]
[]
[{"$f":"Translation!B511","v":"Required Inputs"},null,null,{"$f":"Translation!B504","v":"Optional Inputs"}]
[{"$f":"Translation!B315","v":"Provide the full path of where the file is located on your computer, including the filename.ies"},{"$f":"Translation!B316","v":"Enter a unique name you can use to identify the fixture"},{"$f":"Translation!B317","v":"Enter the fixture type"},{"$f":"Translation!B505","v":"If desired, enter the value for each fixture in the appropriate column. If you wish to use the default value, leave the column blank."}]
["Example:",null,null,null,null,null,null,null,null,null,null,null,null,null,{"$f":"Translation!B575","v":"Error log"}]
["c:\\ExampleFolder\\ExampleFile.ies","My Sample Metal Halide Fixture","MH",600,100,0,25,0.03,0.7,0.88,1,20]
[{"$f":"Translation!B318","v":"Filepath"},{"$f":"Translation!B319","v":"Fixture Reference Name"},{"$f":"Translation!B320","v":"Fixture Type (HPS, MH or LED)"},{"$f":"Fixtures!K$36","v":"Equipment Cost ($/fixture)"},{"$f":"Fixtures!L$36","v":"Installation Cost ($/fixture)"},{"$f":"Fixtures!M$36","v":"One-time Rebate or Subsidy ($/fixture)"},{"$f":"Fixtures!N$36","v":"Annual Maintenance Cost ($/year)"},{"$f":"Fixtures!O$36","v":"Maintenance inflation rate (%/year)"},{"$f":"Fixtures!P$36","v":"Lamp Lumen Depreciation"},{"$f":"Fixtures!Q$36","v":"Luminaire Dirt Depreciation (design year)"},{"$f":"Fixtures!R$36","v":"Ballast Factor"},{"$f":"Fixtures!T36","v":"Tilt (degrees)"},"Fixtures per Pole (1 or 2)","Separation Angle (if 2 fixtures per pole)"]
[null,null,null,"?","?","?","?","?","?","?","?"]
["C:\\Users\\Jenny Corry\\Desktop\\IES test\\VENUS 90 W Metro White.ies","VENUS 90 W Metro White.ies","LED"]

{"sheet":"MResults","index":10,"n_rows":7,"n_cols":83,"rows_kept":7,"cut":false,"hidden":false,"merged":[]}
[null,{"$f":"MAX(IF(LEN(C4:C64843)>0,ROW(C4:C64843),0))","v":7},null,null,null,{"$f":"Translation!B254","v":"Annual Energy"},null,{"$f":"Translation!B238","v":"Illuminance"},null,null,null,null,null,null,null,null,{"$f":"Translation!B239","v":"Luminance"},null,null,null,null,null,null,null,null,"Simple Payback",null,null,null,null,{"$f":"Translation!B376","v":"Net Present Value - Total Cost of Ownership"},null,null,null,null,null,null,null,null,null,null,null,null,null,null,null,null,null,null,null,null,{"$f":"Translation!$B$507","v":"Return on Investment (after 'x' years)"},null,null,null,null,null,null,null,null,null,null,null,null,null,null,null,null,null,null,null,{"$f":"Translation!B395","v":"Inputs"}]
["Alignment","Simulation ID",{"$f":"Translation!B110","v":"Fixture Name"},{"$f":"Translation!B100","v":"Type"},{"$f":"Translation!B101","v":"Watts"},{"$f":"Translation!B255","v":"kWh/fixture"},{"$f":"Translation!B247","v":"kWh/kilometer/yr"},{"$f":"Translation!B237","v":"Average"},{"$f":"Translation!B256","v":"Min"},{"$f":"Translation!B248","v":"Max"},{"$f":"Translation!B240","v":"Uniformity"},{"$f":"Translation!B251","v":"Target - Avg Illuminance"},{"$f":"IF(FixtureData!$B$23=\"IES\",Translation!B293,Translation!B458)","v":"Target - Uniformity (average/minimum)"},null,null,{"$f":"Translation!B291","v":"Meets Illuminance?"},{"$f":"Translation!B237","v":"Average"},{"$f":"Translation!B256","v":"Min"},{"$f":"Translation!B248","v":"Max"},{"$f":"IF(FixtureData!$B$23=\"IES\",Translation!B174,Translation!B453)","v":"Uniformity Ratio (Lavg/Lmin)"},{"$f":"IF(FixtureData!$B$23=\"IES\",Translation!B175,Translation!B454)","v":"Uniformity Ratio (Lmax/Lmin)"},{"$f":"Translation!B292","v":"Target - Average Luminance"},{"$f":"IF(FixtureData!$B$23=\"IES\",Translation!B293,Translation!B458)","v":"Target - Uniformity (average/minimum)"},{"$f":"IF(FixtureData!$B$23=\"IES\",Translation!B294,Translation!B459)","v":"Target - Uniformity (maximum/minimum)"},"Meets Luminance?",{"$f":"Translation!B372","v":"Total Installation Cost"},{"$f":"Translation!B373","v":"Total Annual Cost"},{"$f":"Translation!B374","v":"Installation Cost Difference (to baseline)"},{"$f":"Translation!B375","v":"Annual Cost Savings (to baseline)"},{"$f":"Translation!B371","v":"Simple Payback"},{"$f":"Translation!$B$377&0","v":"Year0"},{"$f":"Translation!$B$377&1","v":"Year1"},{"$f":"Translation!$B$377&2","v":"Year2"},{"$f":"Translation!$B$377&3","v":"Year3"},{"$f":"Translation!$B$377&4","v":"Year4"},{"$f":"Translation!$B$377&5","v":"Year5"},{"$f":"Translation!$B$377&6","v":"Year6"},{"$f":"Translation!$B$377&7","v":"Year7"},{"$f":"Translation!$B$377&8","v":"Year8"},{"$f":"Translation!$B$377&9","v":"Year9"},{"$f":"Translation!$B$377&10","v":"Year10"},{"$f":"Translation!$B$377&11","v":"Year11"},{"$f":"Translation!$B$377&12","v":"Year12"},{"$f":"Translation!$B$377&13","v":"Year13"},{"$f":"Translation!$B$377&14","v":"Year14"},{"$f":"Translation!$B$377&15","v":"Year15"},{"$f":"Translation!$B$377&16","v":"Year16"},{"$f":"Translation!$B$377&17","v":"Year17"},{"$f":"Translation!$B$377&18","v":"Year18"},{"$f":"Translation!$B$377&19","v":"Year19"},{"$f":"Translation!$B$377&20","v":"Year20"},{"$f":"AF2","v":"Year1"},{"$f":"AG2","v":"Year2"},"Year3","Year4","Year5","Year6","Year7","Year8","Year9","Year10","Year11","Year12","Year13","Year14","Year15","Year16","Year17","Year18","Year19","Year20",{"$f":"Translation!B127","v":"Fixtures/km"},{"$f":"Translation!B113","v":"Number of Lanes"},{"$f":"Translation!B260","v":"Lane Width"},null,{"$f":"Translation!B128","v":"Median Width"},{"$f":"Translation!B115","v":"Pole Placement"},{"$f":"Translation!B130","v":"Luminaire Mounting Height"},{"$f":"Translation!B263","v":"Pole Spacing"},{"$f":"Translation!B297","v":"Pole Setback"},{"$f":"Translation!B126","v":"Arm length"},{"$f":"Translation!B262","v":"Number of Points in Grid"},"Lighting Output Multiplier"]
[null,null,{"$f":"FxLib_Selectedfixture","v":{"$error":"#REF!"}},{"$f":"FixtureData!B9","v":{"$error":"#REF!"}},{"$f":"FixtureData!G6","v":{"$error":"#REF!"}},{"$f":"FixtureData!I6","v":{"$error":"#REF!"}},{"$f":"FixtureData!J6","v":{"$error":"#REF!"}},{"$f":"'Illuminance Calcs'!$C$4","v":28.963468517374718},{"$f":"'Illuminance Calcs'!$C$5","v":21.9605967159033},{"$f":"'Illuminance Calcs'!$C$6","v":35.443071770547661},{"$f":"'Illuminance Calcs'!$C$7","v":1.3188834935619085},{"$f":"IF(FixtureData!$B$23=\"IES\",'Lighting Standards'!$D$12,'Lighting Standards'!$H$12)","v":0},{"$f":"IF(FixtureData!$B$23=\"IES\",'Lighting Standards'!$D$13,'Lighting Standards'!$H$13)","v":0},null,null,{"$f":"IF(iescieGraphChoice=\"IES\",IF(AND(H3>L3,K3<M3),1,0),IF(AND(H3>L3,K3>M3),1,0))","v":0},{"$f":"'Luminance Calcs'!$C$4","v":2.2184264834886647},{"$f":"'Luminance Calcs'!$C$5","v":1.9111586066580135},{"$f":"'Luminance Calcs'!$C$6","v":2.4457727882757654},{"$f":"'Luminance Calcs'!$C$7","v":1.1607757073432861},{"$f":"'Luminance Calcs'!$C$8","v":1.279733026738485},{"$f":"IF(FixtureData!$B$23=\"IES\",'Lighting Standards'!$D$19,'Lighting Standards'!$H$19)","v":0},{"$f":"IF(FixtureData!$B$23=\"IES\",'Lighting Standards'!$D$20,'Lighting Standards'!$H$20)","v":0},{"$f":"IF(FixtureData!$B$23=\"IES\",'Lighting Standards'!$D$21,'Lighting Standards'!$H$21)","v":0},{"$f":"IF(iescieGraphChoice=\"IES\",IF(AND(Q3>V3,T3<W3,U3<X3),1,0),IF(AND(Q3>V3,T3>W3,U3>X3),1,0))","v":0},{"$f":"CostCalcs!C46","v":{"$error":"#REF!"}},{"$f":"CostCalcs!C47","v":{"$error":"#REF!"}},null,null,null,{"$f":"CostCalcs!I23","v":{"$error":"#REF!"}},{"$f":"CostCalcs!I24","v":{"$error":"#REF!"}},{"$f":"CostCalcs!I25","v":{"$error":"#REF!"}},{"$f":"CostCalcs!I26","v":{"$error":"#REF!"}},{"$f":"CostCalcs!I27","v":{"$error":"#REF!"}},{"$f":"CostCalcs!I28","v":{"$error":"#REF!"}},{"$f":"CostCalcs!I29","v":{"$error":"#REF!"}},{"$f":"CostCalcs!I30","v":{"$error":"#REF!"}},{"$f":"CostCalcs!I31","v":{"$error":"#REF!"}},{"$f":"CostCalcs!I32","v":{"$error":"#REF!"}},{"$f":"CostCalcs!I33","v":{"$error":"#REF!"}},{"$f":"CostCalcs!I34","v":{"$error":"#REF!"}},{"$f":"CostCalcs!I35","v":{"$error":"#REF!"}},{"$f":"CostCalcs!I36","v":{"$error":"#REF!"}},{"$f":"CostCalcs!I37","v":{"$error":"#REF!"}},{"$f":"CostCalcs!I38","v":{"$error":"#REF!"}},{"$f":"CostCalcs!I39","v":{"$error":"#REF!"}},{"$f":"CostCalcs!I40","v":{"$error":"#REF!"}},{"$f":"CostCalcs!I41","v":{"$error":"#REF!"}},{"$f":"CostCalcs!I42","v":{"$error":"#REF!"}},{"$f":"CostCalcs!I43","v":{"$error":"#REF!"}},null,null,null,null,null,null,null,null,null,null,null,null,null,null,null,null,null,null,null,null,{"$f":"IF(FixtureData!A6=\"Baseline\",'Road Geometry'!C51,IF(FixtureData!A6=\"Upgrade\",'Road Geometry'!C77,\"\"))","v":{"$error":"#DIV/0!"}},{"$f":"IF(FixtureData!A6=\"Baseline\",'Road Geometry'!C10,IF(FixtureData!A6=\"Upgrade\",'Road Geometry'!D10,\"\"))","v":0},{"$f":"IF(FixtureData!A6=\"Baseline\",'Road Geometry'!C11,IF(FixtureData!A6=\"Upgrade\",'Road Geometry'!D11,\"\"))","v":0},null,{"$f":"IF(FixtureData!A6=\"Baseline\",'Road Geometry'!C12,IF(FixtureData!A6=\"Upgrade\",'Road Geometry'!D12,\"\"))","v":0},{"$f":"IF(FixtureData!A6=\"Baseline\",'Road Geometry'!C16,IF(FixtureData!A6=\"Upgrade\",'Road Geometry'!D16,\"\"))","v":0},{"$f":"IF(FixtureData!A6=\"Baseline\",'Road Geometry'!C17,IF(FixtureData!A6=\"Upgrade\",'Road Geometry'!D17,\"\"))","v":0},{"$f":"IF(FixtureData!A6=\"Baseline\",'Road Geometry'!C18,IF(FixtureData!A6=\"Upgrade\",'Road Geometry'!D18,\"\"))","v":0},{"$f":"IF(FixtureData!A6=\"Baseline\",'Road Geometry'!C19,IF(FixtureData!A6=\"Upgrade\",'Road Geometry'!D19,\"\"))","v":0},{"$f":"IF(FixtureData!A6=\"Baseline\",'Road Geometry'!C20,IF(FixtureData!A6=\"Upgrade\",'Road Geometry'!D20,\"\"))","v":0},null,{"$f":"IF(FixtureData!A6=\"Baseline\",FixtureData!H18,IF(FixtureData!A6=\"Upgrade\",FixtureData!H19,\"\"))","v":{"$error":"#REF!"}}]
[null,"Baseline","ATB2_60B_LED_E70_XXXXX_R2.ies","LED",134,586.92000000000007,19564.000000000004,57.92693703474945,43.921193431806593,70.886143541095322,1.3188834935619089,6,3,null,null,1,4.4368529669773293,3.822317213316027,4.8915455765515308,1.1607757073432861,1.279733026738485,0,0,0,0,0,83.69,null,null,null,0,83.69,167.38,251.08,334.77,418.46,502.15,585.84,669.54,753.23,836.92,920.61,1004.3,1088,1171.69,1255.3800000000001,1339.07,1422.76,1506.46,1590.15,1673.84,null,null,null,null,null,null,null,null,null,null,null,null,null,null,null,null,null,null,null,null,33.333333333333336,4,3,null,0,"Staggered",8,30,2,2,null,0.66]
[null,"RESULTS - 1","ATB0_30B_LED_E53_XXXXX_R2.ies","LED",48,210.24,7008.0000000000009,21.825265592567543,17.099817146239182,26.543814594398174,1.2763449694178539,6,3,null,null,1,1.6730175855045732,1.3942560761880167,1.9690395321913305,1.1999356603692974,1.412250995939575,0,0,0,0,600,46.02,600,37.979999999999997,15.799452285654098,600,646.02,692.05,738.07,784.1,830.12,876.14,922.17,968.19,1014.22,1060.24,1106.26,1152.29,1198.31,1244.3399999999999,1290.3599999999999,1336.38,1382.41,1428.43,1474.46,1520.48,-0.93596440000000003,-0.71041385660966794,-0.51624942179487798,-0.37746780775099875,-0.2791118996106069,-0.2078692683326826,-0.15490836562600796,-0.11457143531585301,-8.3186284331663418E-2,-5.8310277037408875E-2,-3.8275484512931057E-2,-2.1914234611892236E-2,-8.3902352800903079E-3,2.9078884225601787E-3,1.2435386441527196E-2,2.0536893679788282E-2,2.7477204436595404E-2,3.3462506170612416E-2,3.8655303295298982E-2,4.3185084692334286E-2,33.333333333333336,4,3,null,0,"Staggered",8,30,2,2,null,0.64400000000000002]
[null,"RESULTS - 2","ATB2_60B_LED_E70_XXXXX_R2.ies","LED",134,586.92000000000007,19564.000000000004,57.92693703474945,43.921193431806593,70.886143541095322,1.3188834935619089,6,3,null,null,1,4.4368529669773293,3.822317213316027,4.8915455765515308,1.1607757073432861,1.279733026738485,0,0,0,0,600,83.69,600,0.31,1948.0519480519481,600,683.69,767.38,851.08,934.77,1018.46,1102.1500000000001,1185.8399999999999,1269.54,1353.23,1436.92,1520.61,1604.3,1688,1771.69,1855.38,1939.07,2022.76,2106.46,2190.15,2273.84,{"$error":"#NUM!"},{"$error":"#NUM!"},{"$error":"#NUM!"},{"$error":"#NUM!"},{"$error":"#NUM!"},{"$error":"#NUM!"},{"$error":"#NUM!"},{"$error":"#NUM!"},{"$error":"#NUM!"},{"$error":"#NUM!"},{"$error":"#NUM!"},{"$error":"#NUM!"},{"$error":"#NUM!"},{"$error":"#NUM!"},{"$error":"#NUM!"},{"$error":"#NUM!"},{"$error":"#NUM!"},{"$error":"#NUM!"},{"$error":"#NUM!"},{"$error":"#NUM!"},33.333333333333336,4,3,null,0,"Staggered",8,30,2,2,null,0.66]
[null,"RESULTS - 3","ATB2_60B_SINGLE","LED",134,586.92000000000007,19564.000000000004,28.963468517374718,21.9605967159033,35.443071770547661,1.3188834935619085,6,3,null,null,1,2.2184264834886647,1.9111586066580135,2.4457727882757654,1.1607757073432861,1.279733026738485,0,0,0,0,600,83.69,600,0.31,1948.0519480519481,600,683.69,767.38,851.08,934.77,1018.46,1102.1500000000001,1185.8399999999999,1269.54,1353.23,1436.92,1520.61,1604.3,1688,1771.69,1855.38,1939.07,2022.76,2106.46,2190.15,2273.84,{"$error":"#NUM!"},{"$error":"#NUM!"},{"$error":"#NUM!"},{"$error":"#NUM!"},{"$error":"#NUM!"},{"$error":"#NUM!"},{"$error":"#NUM!"},{"$error":"#NUM!"},{"$error":"#NUM!"},{"$error":"#NUM!"},{"$error":"#NUM!"},{"$error":"#NUM!"},{"$error":"#NUM!"},{"$error":"#NUM!"},{"$error":"#NUM!"},{"$error":"#NUM!"},{"$error":"#NUM!"},{"$error":"#NUM!"},{"$error":"#NUM!"},{"$error":"#NUM!"},33.333333333333336,4,3,null,0,"Staggered",8,30,2,2,null,0.66]

{"sheet":"Info","index":11,"n_rows":545,"n_cols":2,"rows_kept":545,"cut":false,"hidden":false,"merged":[[14,0,14,1],[122,0,122,1],[123,0,123,1],[30,0,30,1],[32,0,32,1],[52,0,52,1],[67,0,67,1],[75,0,75,1],[80,0,80,1],[68,0,68,1],[103,0,103,1],[87,0,87,1],[93,0,93,1]]}
["Start","Current activated sheet"]
["Road Geometry","Previous activated sheet"]
[]
[]
[]
[]
[]
[]
[]
[]
[]
[]
[]
[{"$f":"Translation!B100","v":"Type"}]
[{"$f":"Translation!B91","v":"Fixture technology used - high pressure sodium (HPS) or Light Emitting Diode (LED). The value is for reference, and for use in determining default fixture and bulb costs and lamp lumen depreciation. Other lamp types (low pressure sodium, metal halide, etc) can be defined in either category if assumptions of cost and life are adjusted appropriately"}]
[]
[]
[]
[]
[]
[]
[]
[]
[]
[]
[]
[]
[]
[]
[{"$f":"Translation!B101","v":"Watts"}]
[{"$f":"Translation!B99","v":"This is actual power consumption of the fixture, including the bulb and any ballast or other electronics. It is read in from the IES file when other fixture data is captured. "}]
[]
[{"$f":"Translation!B96","v":"Note that some manufacturers don't follow proper format when providing the power and don't include the ballast power. Therefore, it's very important to check the wattage assumptions when adding a fixture. One indication that a fixture doesn't include the ballast is if the watts are the same as the nominal wattage for that fixture (e.g. 150 watts for a 150 watt fixture) - actual power including ballast is usually higher. LED fixtures don't measure bulb power separately and will usually be correct. "}]
[]
[]
[]
[]
[]
[]
[]
[]
[]
[]
[]
[]
[]
[]
[]
[]
[]
[]
[{"$f":"Translation!B94","v":"Total Light Loss Factor"}]
[{"$f":"Translation!B95","v":"Light loss factor is the ratio of design condition light output to initial light output. This includes Lamp Lumen Depreciation (LLD), Luminaire Dirt Depreciation (LDD), and Temperature Effects. As a lamp ages, it produces less light than it did initially; different fixtures may also change at different rates. Lighting design should be done to the level that the lamp will be at end of life, rather than at the beginning. You may need to adjust the dirt depreciation assumption for your location; lamp lumen depreciation should be tied to the assumed fixture life. "}]
[]
[]
[]
[]
[]
[]
[]
[]
[]
[]
[]
[]
[]
[{"$f":"Translation!B87","v":"Ballast Factor"}]
[{"$f":"Translation!B93","v":"If the actual ballast used in a lamp differs from the standard reference ballast used for photometric testing, the lamp may produce more or less light; this factor adjusts the photometric data for a lamp up or down if a different ballast is to be used. "}]
[]
[]
[]
[]
[]
[]
[{"$f":"Translation!B323","v":"Installation Cost ($/fixture)"}]
[{"$f":"Translation!B324","v":"The installation cost should be the all-in cost for installing the fixture, including street closure costs, labor costs, etc. as relevant. If this is your baseline fixture (i.e. already installed), this cost should be zero"}]
[]
[]
[]
[{"$f":"Translation!B325","v":"Energy Cost"}]
[{"$f":"Translation!B326","v":"Enter the average cost of electricity that will be paid over the life of the fixture. If you wish to include energy cost increase assumptions, this should be done manually and entered as the average cost over the analysis period in today's currency. \n"}]
[]
[]
[]
[]
[]
[{"$f":"Translation!B327","v":"Discount Rate"}]
[{"$f":"Translation!B328","v":"Enter the assumed discount rate for calculating the net present value of future energy and maintenance cost savings\n"}]
[]
[]
[]
[]
[{"$f":"Translation!B329","v":"Analysis Period"}]
[{"$f":"Translation!B330","v":"Enter the time period over which you'd like to evaluate the differences in maintenance, bulb replacement, and energy costs between the scenarios\n"}]
[]
[]
[]
[]
[]
[]
[]
[]
[{"$f":"Translation!B88","v":"Fixture Cost"}]
[{"$f":"Translation!B97","v":"Refers to the material-only cost of replacing an entire fixture; labor cost is reported separately. This is used in the life cycle cost assessment, but is only used for the initial installation cost. Fixture replacement for maintenance should be built into the bulb replacement assumption. "}]
[]
[]
[]
[]
[]
[]
[]
[]
[]
[]
[]
[]
[]
[]
[]
[]
[{"$f":"Translation!B89","v":"Fixture Life (hours)"}]
[]
[{"$f":"Translation!B90","v":"Fixture life is the assumed number of hours that the lamp can operate before the bulb needs replacing. This life corresponds to the assumed Replacement Bulb Cost for life cycle cost calculations. In the case of HPS fixtures, this life is of the bulb; the equipment cost of a bulb replacement is the typical cost of a bulb plus the average percent of fixtures that will also need to be replaced when bulb replacement occurs. In the case of LED fixtures, most manufacturers do not provide independent bulbs, so this refers to the life of the entire fixture. "}]
[{"$f":"Translation!B92","v":"For LED fixtures , fixture life can be very long - but a poorly designed fixture may have a much shorter life than typical. It's very important to assess manufacturer claims about typical life. To assess these claims, here are some tips:"}]
[null,{"$f":"Translation!B82","v":" - If TM 21 results are not available, ask for LM-80 test results, or comparable tests. This is the test method for determining LED depreciation at different junction temperatures. "}]
[null,{"$f":"Translation!B83","v":"- Ask the manufacturer to provide information about the junction temperature of their fixtures at different ambient outdoor temperatures. The biggest factor that reduces LED life is the temperature of the actual LED junction; a well designed fixture will be able to dissipate and have cooler junction temperatures."}]
[null,{"$f":"Translation!B85","v":"-Additionally, ask for estimates of how fixture life will vary based on outdoor temperature. This is determined by combining information from LM-80 with the actual fixture design. While you may not be able to assess the accuracy of this information, it can provide an indication of how much the designer has thought about proper heat dissipation"}]
[null,{"$f":"Translation!B84","v":"- With long LED life, other electronic components in the fixture may fail before the LED's. To guard against this, ask about surge protection, water sealing, and any certification or testing on the electronic components in the fixture. "}]
[]
[]
[]
[]
[]
[]
[]
[]
[]
[]
[]
[]
[]
[]
[]
[]
[]
[]
[]
[]
[]
[]
[]
[]
[]
[]
[]
[]
[]
[{"$f":"Translation!B331","v":"Number of Lanes"}]
[{"$f":"Translation!B332","v":"Indicate the total number of lanes (both travel directions)\n"}]
[{"$f":"Translation!B333","v":"Lane Width"}]
[{"$f":"Translation!B334","v":"Indicate the width of each lane, in meters. All lanes are assumed to be the same width.\n"}]
[]
[]
[]
[]
[]
[]
[]
[]
[]
[]
[]
[]
[]
[]
[]
[]
[{"$f":"Translation!B335","v":"Median Width"}]
[{"$f":"Translation!B336","v":"Indicate the width of the median. If there is no median, use zero. \n"}]
[]
[]
[]
[]
[]
[]
[]
[]
[]
[]
[]
[]
[]
[]
[]
[]
[]
[]
[]
[]
[{"$f":"Translation!B337","v":"Pole Placement"}]
[{"$f":"Translation!B338","v":"Four pole placement configurations are provided: \n\nSingle-sided: Poles placed on one side of the road only\n\nStaggered: Poles placed on both sides of the road, with poles on the B side of the road located half way between the poles on the A side\n\nMedian: Two fixtures mounted on the same pole, located in the center of the median, each facing outward toward the travel lanes.\n\nOpposite:  Poles are placed on both sides of the road exactly opposite to each other"}]
[]
[]
[]
[]
[]
[]
[]
[]
[]
[]
[]
[]
[]
[]
[]
[]
[]
[]
[]
[]
[{"$f":"Translation!B130","v":"Luminaire Mounting Height"}]
[{"$f":"Translation!B339","v":"Appropriate pole height depends on the surrounding area and road width. Narrow roads in residential areas tend to have lower pole heights, while wider roads with few nearby buildings have higher pole heights. When possible, higher pole heights are usually more cost effective as they allow wider pole spacing.  \n\nTypical Heights:\nResidential, 2 lane: 8 meters\nResidential, 4 lane: 9 meters\nHighway, 4 lane: 12 meters\nHighway, 6 lane: 15 meters\n"}]
[]
[]
[]
[]
[]
[]
[]
[]
[]
[]
[]
[]
[]
[]
[]
[]
[]
[]
[]
[]
[{"$f":"Translation!B340","v":"Pole Spacing"}]
[{"$f":"Translation!B341","v":"Pole spacing indicates the distance from the center of one pole to the center of the next pole. \n\nFor single-side and median pole placements, this indicates the distance from pole to pole\n\nFor staggered configurations, this signifies the distance from one pole to the next pole on the same side of the road\n"}]
[]
[]
[]
[]
[]
[]
[]
[]
[]
[]
[]
[]
[]
[]
[]
[]
[]
[]
[]
[{"$f":"Translation!B342","v":"Pole Setback"}]
[{"$f":"Translation!B343","v":"Distance from the pole mounting to the edge of the road. Only applies to single-side and staggered configurations. \n"}]
[]
[]
[]
[]
[]
[]
[]
[]
[]
[]
[]
[]
[]
[]
[]
[]
[]
[]
[{"$f":"Translation!B344","v":"Arm Length"}]
[{"$f":"Translation!B556","v":"Indicates the horizontal distance from the center of the pole mounting to the fixture centerline. This should include  half of the length of the fixture.\n"}]
[]
[]
[]
[]
[]
[]
[]
[]
[]
[]
[]
[]
[]
[]
[]
[]
[]
[]
[]
[]
[]
[{"$f":"Translation!B345","v":"Number of Points in Grid"}]
[{"$f":"Translation!B346","v":"Indicates the number of measurement points from one pole to the next, with a measurement taken at two cross-road distances per lane. \n\nMax = 20\n\nPer the IES calculation method, the number of points should be sufficient such that the Spacing of Grid is 5 meters, or 1/10 of the pole spacing whichever is less\n"}]
[]
[]
[]
[]
[]
[]
[]
[]
[]
[]
[]
[]
[]
[]
[]
[]
[]
[]
[]
[]
[]
[]
[{"$f":"Translation!B351","v":"Equipment Cost ($/fixture)"}]
[{"$f":"Translation!B352","v":"This cost should be the all-in equipment cost for the fixture, including the fixture purchase cost, new arm if needed, and any other miscellaneous wiring or ballast costs. If this is your baseline fixture (i.e. already installed), the fixture cost should be zero. "}]
[]
[]
[]
[]
[]
[]
[]
[]
[]
[]
[]
[]
[]
[]
[]
[]
[]
[]
[]
[]
[]
[{"$f":"Translation!B353","v":"One-time Rebate or Subsidy ($/fixture)"}]
[{"$f":"Translation!B354","v":"Enter any rebates or subsidies to be removed from the overall equipment cost on a per fixture basis. "}]
[]
[]
[]
[]
[]
[]
[]
[]
[]
[]
[]
[]
[]
[]
[]
[]
[]
[]
[]
[]
[{"$f":"Translation!B355","v":"Annual Maintenance Cost ($/year)"}]
[{"$f":"Translation!B356","v":"The annual maintenance cost should reflect the cost of maintaining the fixtures and poles. This should include the cost of periodic relamping, cleaning (washing of LED fixtures), and repairs. It should include estimates of street or lane closures when relevant, on an average per fixture basis. For example, if 10% of your fixtures must be replaced every year, the maintenance cost would be 1/10 of the cost of replacing a single fixture. "}]
[]
[]
[]
[]
[]
[]
[]
[]
[]
[]
[]
[]
[]
[]
[]
[]
[]
[]
[{"$f":"Translation!B357","v":"Maintenance inflation rate (%/year)"}]
[{"$f":"Translation!B358","v":"Enter the estimated inflation rate of maintenance rates due to increased labor costs, etc. "}]
[]
[]
[]
[]
[]
[]
[]
[]
[]
[]
[]
[]
[]
[]
[]
[]
[]
[]
[]
[{"$f":"Translation!B359","v":"Lamp Lumen Depreciation"}]
[{"$f":"Translation!B360","v":"This value reflects the depreciation in light output due to fixture degradation as it ages. By entering a value here, you will discount the estimated light levels to base design on the future, degraded values, ensuring that the fixture still meet your lighting criteria at end of life. "}]
[]
[]
[]
[]
[]
[]
[]
[]
[]
[]
[]
[]
[]
[]
[]
[]
[]
[]
[]
[{"$f":"Translation!B361","v":"Luminaire Dirt Depreciation (design year)"}]
[{"$f":"Translation!B362","v":"Enter the fraction of light output that actually leaves the fixture when dirty. Fixture output can be reduced due to dirt, soot, etc. Typical values can be found in appropriate lighting standards based on the cleanliness of the air and environment. "}]
[]
[]
[]
[]
[]
[]
[]
[]
[]
[]
[]
[]
[]
[]
[]
[]
[]
[]
[{"$f":"Translation!B363","v":"Desired fixture not available in the table below?"}]
[{"$f":"Translation!B364","v":"IES files describe the light output of a fixture. You can obtain them from fixture manufacturers"}]
[]
[]
[]
[]
[]
[]
[]
[]
[]
[]
[]
[]
[]
[]
[]
[]
[]
[]
[]
[]
[]
[]
[]
[]
[]
[]
[]
[]
[]
[]
[{"$f":"Translation!B370","v":"Energy Inflation Rate (%/year)"}]
[{"$f":"Translation!B581","v":"The annual increase in nominal price of electricity."}]
[]
[]
[]
[]
[]
[]
[]
[]
[]
[]
[]
[]
[]
[]
[]
[]
[]
[]
[]
[]
[]
[]
[]
[]
[]
[{"$f":"Translation!B582","v":"Tilt (degrees)"}]
[{"$f":"Translation!B588","v":"The tilt is the angle, in degrees, measured between a horizontal line extending perpendicular to the road and the centerline of the fixture extending from the fixture mounting point through the tip of the fixture. Positive degrees indicate a rotation towards the sky. "}]
[]
[]
[]
[]
[]
[]
[]
[]
[]
[]
[{"$f":"Translation!B584","v":"Fixtures / Pole"}]
[{"$f":"Translation!B586","v":"A pole can have either one or two identical fixtures at the top of the pole - enter 1 or 2 in this field to determine which fixtures to include. When there are two fixtures, you must also specify the separation angle in degrees. "}]
[]
[]
[]
[]
[]
[]
[]
[]
[]
[]
[]
[]
[{"$f":"Translation!B585","v":"Separation Angle (degrees)"}]
[{"$f":"Translation!B587","v":"When two fixtures are included on a single pole, the separation angle is measured as the angle between the two arms, which is assumed to be split symetrically around a line perpendicular to the road. This therefore rotates both fixtures around the Z axis (vertical xis). When there is only one fixture, this input is ignored and the fixture is assumed to extend perpendicularly from the pole location into the roadway."}]

{"sheet":"CostCalcs","index":12,"n_rows":47,"n_cols":21,"rows_kept":47,"cut":false,"hidden":false,"merged":[]}
[]
[]
[null,{"$f":"Costs!B9","v":"Energy Cost ($/kWh)"},{"$f":"Costs!C9","v":0}]
[null,{"$f":"Costs!B10","v":"Energy Inflation Rate (%/year)"},{"$f":"Costs!C10","v":0}]
[null,{"$f":"Costs!B11","v":"Discount Rate"},{"$f":"Costs!C11","v":0}]
[]
[]
[null,"Fixture Data"]
[null,{"$f":"FixtureData!G$5","v":"Watts"},{"$f":"FixtureData!G$6","v":{"$error":"#REF!"}}]
[null,{"$f":"FixtureData!H$5","v":"Total Light Loss Factor"},{"$f":"FixtureData!H$6","v":{"$error":"#REF!"}}]
[null,{"$f":"FixtureData!I$5","v":"kWh/fixture"},{"$f":"FixtureData!I$6","v":{"$error":"#REF!"}}]
[null,{"$f":"FixtureData!J$5","v":"kWh/kilometer/yr"},{"$f":"FixtureData!J$6","v":{"$error":"#REF!"}}]
[null,{"$f":"FixtureData!K$5","v":"Equipment Cost ($/fixture)"},{"$f":"FixtureData!K$6","v":{"$error":"#REF!"}}]
[null,{"$f":"FixtureData!L$5","v":"Installation Cost ($/fixture)"},{"$f":"FixtureData!L$6","v":{"$error":"#REF!"}}]
[null,{"$f":"FixtureData!M$5","v":"One-time Rebate or Subsidy ($/fixture)"},{"$f":"FixtureData!M$6","v":{"$error":"#REF!"}}]
[null,{"$f":"FixtureData!N$5","v":"Annual Maintenance Cost ($/year)"},{"$f":"FixtureData!N$6","v":{"$error":"#REF!"}}]
[null,{"$f":"FixtureData!O$5","v":"Maintenance inflation rate (%/year)"},{"$f":"FixtureData!O$6","v":{"$error":"#REF!"}}]
[null,{"$f":"'Road Geometry'!B51","v":"Fixtures/km"},{"$f":"IF(FixtureData!A6=\"Baseline\",'Road Geometry'!C51,'Road Geometry'!C77)","v":{"$error":"#DIV/0!"}}]
[]
[null,"Installation cost per fixture",{"$f":"C13+C14-C15","v":{"$error":"#REF!"}}]
[null,null,"Per Fixture",null,null,null,null,null,null,"Per Kilometer",null,null,null,null,null,null,null,"Return on Investment (calculated using costs w/ inflation and the internal rate of return but without the discount rate)"]
[null,null,"Annual Maintenance Cost per fixture","Annual Energy Cost per fixture","Total Annual Cost per fixture","Present Value - Maintenance","Present Value - Energy","Present Value - savings",{"$f":"Translation!B376","v":"Net Present Value - Total Cost of Ownership"},"Annual Maintenance Cost per fixture","Annual Energy Cost per fixture",null,"Present Value - Maintenance","Present Value - Energy",null,"Net Present Value for X years",null,"Baseline Costs","Upgrade Costs","Cash Flow",{"$f":"Translation!B507","v":"Return on Investment (after 'x' years)"}]
[null,0,null,null,null,null,null,null,{"$f":"C20","v":{"$error":"#REF!"}},{"$f":"$C$18*C20","v":{"$error":"#DIV/0!"}},{"$f":"$C$18*D23","v":{"$error":"#DIV/0!"}},null,{"$f":"$C$18*F23","v":{"$error":"#DIV/0!"}},{"$f":"$C$18*G23","v":{"$error":"#DIV/0!"}},{"$f":"$C$18*H23","v":{"$error":"#DIV/0!"}},{"$f":"$C$18*I23","v":{"$error":"#DIV/0!"}},null,0,{"$f":"I23","v":{"$error":"#REF!"}},{"$f":"R23-S23","v":{"$error":"#REF!"}},{"$f":"IF(T23>0,Translation!$B$508,IF(AVERAGE($T$24:$T$43)<0,Translation!$B$509,\"\"))","v":{"$error":"#REF!"}}]
["Cost for Year",1,{"$f":"$C$16*(1+$C$17)^$B24","v":{"$error":"#REF!"}},{"$f":"$C$11*$C$3*(1+$C$4)^B24","v":{"$error":"#REF!"}},{"$f":"D24+C24","v":{"$error":"#REF!"}},{"$f":"(C24)/(1+$C$5)^$B24","v":{"$error":"#REF!"}},{"$f":"(D24)/(1+$C$5)^$B24","v":{"$error":"#REF!"}},{"$f":"F24+G24","v":{"$error":"#REF!"}},{"$f":"I23+G24+F24","v":{"$error":"#REF!"}},{"$f":"$C$18*C24","v":{"$error":"#DIV/0!"}},{"$error":"#DIV/0!"},null,{"$error":"#DIV/0!"},{"$error":"#DIV/0!"},{"$error":"#DIV/0!"},{"$error":"#DIV/0!"},null,85.365840000000006,{"$f":"E24","v":{"$error":"#REF!"}},{"$f":"R24-S24","v":{"$error":"#REF!"}},{"$f":"IF(U$23<>\"\",$U$23,IRR(T$23:T24))","v":{"$error":"#REF!"}}]
[null,2,{"$error":"#REF!"},{"$error":"#REF!"},{"$f":"D25+C25","v":{"$error":"#REF!"}},{"$error":"#REF!"},{"$error":"#REF!"},{"$f":"F25+G25","v":{"$error":"#REF!"}},{"$error":"#REF!"},{"$error":"#DIV/0!"},{"$error":"#DIV/0!"},null,{"$error":"#DIV/0!"},{"$error":"#DIV/0!"},{"$error":"#DIV/0!"},{"$error":"#DIV/0!"},null,87.073156800000007,{"$f":"E25","v":{"$error":"#REF!"}},{"$error":"#REF!"},{"$f":"IF(U$23<>\"\",\"-\",IRR(T$23:T25))","v":{"$error":"#REF!"}}]
[null,3,{"$error":"#REF!"},{"$error":"#REF!"},{"$error":"#REF!"},{"$error":"#REF!"},{"$error":"#REF!"},{"$error":"#REF!"},{"$error":"#REF!"},{"$error":"#DIV/0!"},{"$error":"#DIV/0!"},null,{"$error":"#DIV/0!"},{"$error":"#DIV/0!"},{"$error":"#DIV/0!"},{"$error":"#DIV/0!"},null,88.814619936,{"$error":"#REF!"},{"$error":"#REF!"},{"$f":"IF(U$23<>\"\",\"-\",IRR(T$23:T26))","v":{"$error":"#REF!"}}]
[null,4,{"$error":"#REF!"},{"$error":"#REF!"},{"$error":"#REF!"},{"$error":"#REF!"},{"$error":"#REF!"},{"$error":"#REF!"},{"$error":"#REF!"},{"$error":"#DIV/0!"},{"$error":"#DIV/0!"},null,{"$error":"#DIV/0!"},{"$error":"#DIV/0!"},{"$error":"#DIV/0!"},{"$error":"#DIV/0!"},null,90.590912334720002,{"$error":"#REF!"},{"$error":"#REF!"},{"$f":"IF(U$23<>\"\",\"-\",IRR(T$23:T27))","v":{"$error":"#REF!"}}]
[null,5,{"$error":"#REF!"},{"$error":"#REF!"},{"$error":"#REF!"},{"$error":"#REF!"},{"$error":"#REF!"},{"$error":"#REF!"},{"$error":"#REF!"},{"$error":"#DIV/0!"},{"$error":"#DIV/0!"},null,{"$error":"#DIV/0!"},{"$error":"#DIV/0!"},{"$error":"#DIV/0!"},{"$error":"#DIV/0!"},null,92.402730581414417,{"$error":"#REF!"},{"$error":"#REF!"},{"$f":"IF(U$23<>\"\",\"-\",IRR(T$23:T28))","v":{"$error":"#REF!"}}]
[null,6,{"$error":"#REF!"},{"$error":"#REF!"},{"$error":"#REF!"},{"$error":"#REF!"},{"$error":"#REF!"},{"$error":"#REF!"},{"$error":"#REF!"},{"$error":"#DIV/0!"},{"$error":"#DIV/0!"},null,{"$error":"#DIV/0!"},{"$error":"#DIV/0!"},{"$error":"#DIV/0!"},{"$error":"#DIV/0!"},null,94.250785193042702,{"$error":"#REF!"},{"$error":"#REF!"},{"$f":"IF(U$23<>\"\",\"-\",IRR(T$23:T29))","v":{"$error":"#REF!"}}]
[null,7,{"$error":"#REF!"},{"$error":"#REF!"},{"$error":"#REF!"},{"$error":"#REF!"},{"$error":"#REF!"},{"$error":"#REF!"},{"$error":"#REF!"},{"$error":"#DIV/0!"},{"$error":"#DIV/0!"},null,{"$error":"#DIV/0!"},{"$error":"#DIV/0!"},{"$error":"#DIV/0!"},{"$error":"#DIV/0!"},null,96.135800896903532,{"$error":"#REF!"},{"$error":"#REF!"},{"$f":"IF(U$23<>\"\",\"-\",IRR(T$23:T30))","v":{"$error":"#REF!"}}]
[null,8,{"$error":"#REF!"},{"$error":"#REF!"},{"$error":"#REF!"},{"$error":"#REF!"},{"$error":"#REF!"},{"$error":"#REF!"},{"$error":"#REF!"},{"$error":"#DIV/0!"},{"$error":"#DIV/0!"},null,{"$error":"#DIV/0!"},{"$error":"#DIV/0!"},{"$error":"#DIV/0!"},{"$error":"#DIV/0!"},null,98.058516914841618,{"$error":"#REF!"},{"$error":"#REF!"},{"$f":"IF(U$23<>\"\",\"-\",IRR(T$23:T31))","v":{"$error":"#REF!"}}]
[null,9,{"$error":"#REF!"},{"$error":"#REF!"},{"$error":"#REF!"},{"$error":"#REF!"},{"$error":"#REF!"},{"$error":"#REF!"},{"$error":"#REF!"},{"$error":"#DIV/0!"},{"$error":"#DIV/0!"},null,{"$error":"#DIV/0!"},{"$error":"#DIV/0!"},{"$error":"#DIV/0!"},{"$error":"#DIV/0!"},null,100.01968725313846,{"$error":"#REF!"},{"$error":"#REF!"},{"$f":"IF(U$23<>\"\",\"-\",IRR(T$23:T32))","v":{"$error":"#REF!"}}]
[null,10,{"$error":"#REF!"},{"$error":"#REF!"},{"$error":"#REF!"},{"$error":"#REF!"},{"$error":"#REF!"},{"$error":"#REF!"},{"$error":"#REF!"},{"$error":"#DIV/0!"},{"$error":"#DIV/0!"},null,{"$error":"#DIV/0!"},{"$error":"#DIV/0!"},{"$error":"#DIV/0!"},{"$error":"#DIV/0!"},null,102.02008099820122,{"$error":"#REF!"},{"$error":"#REF!"},{"$f":"IF(U$23<>\"\",\"-\",IRR(T$23:T33))","v":{"$error":"#REF!"}}]
[null,11,{"$error":"#REF!"},{"$error":"#REF!"},{"$error":"#REF!"},{"$error":"#REF!"},{"$error":"#REF!"},{"$error":"#REF!"},{"$error":"#REF!"},{"$error":"#DIV/0!"},{"$error":"#DIV/0!"},null,{"$error":"#DIV/0!"},{"$error":"#DIV/0!"},{"$error":"#DIV/0!"},{"$error":"#DIV/0!"},null,104.06048261816522,{"$error":"#REF!"},{"$error":"#REF!"},{"$f":"IF(U$23<>\"\",\"-\",IRR(T$23:T34))","v":{"$error":"#REF!"}}]
[null,12,{"$error":"#REF!"},{"$error":"#REF!"},{"$error":"#REF!"},{"$error":"#REF!"},{"$error":"#REF!"},{"$error":"#REF!"},{"$error":"#REF!"},{"$error":"#DIV/0!"},{"$error":"#DIV/0!"},null,{"$error":"#DIV/0!"},{"$error":"#DIV/0!"},{"$error":"#DIV/0!"},{"$error":"#DIV/0!"},null,106.14169227052854,{"$error":"#REF!"},{"$error":"#REF!"},{"$f":"IF(U$23<>\"\",\"-\",IRR(T$23:T35))","v":{"$error":"#REF!"}}]
[null,13,{"$error":"#REF!"},{"$error":"#REF!"},{"$error":"#REF!"},{"$error":"#REF!"},{"$error":"#REF!"},{"$error":"#REF!"},{"$error":"#REF!"},{"$error":"#DIV/0!"},{"$error":"#DIV/0!"},null,{"$error":"#DIV/0!"},{"$error":"#DIV/0!"},{"$error":"#DIV/0!"},{"$error":"#DIV/0!"},null,108.26452611593911,{"$error":"#REF!"},{"$error":"#REF!"},{"$f":"IF(U$23<>\"\",\"-\",IRR(T$23:T36))","v":{"$error":"#REF!"}}]
[null,14,{"$error":"#REF!"},{"$error":"#REF!"},{"$error":"#REF!"},{"$error":"#REF!"},{"$error":"#REF!"},{"$error":"#REF!"},{"$error":"#REF!"},{"$error":"#DIV/0!"},{"$error":"#DIV/0!"},null,{"$error":"#DIV/0!"},{"$error":"#DIV/0!"},{"$error":"#DIV/0!"},{"$error":"#DIV/0!"},null,110.4298166382579,{"$error":"#REF!"},{"$error":"#REF!"},{"$f":"IF(U$23<>\"\",\"-\",IRR(T$23:T37))","v":{"$error":"#REF!"}}]
[null,15,{"$error":"#REF!"},{"$error":"#REF!"},{"$error":"#REF!"},{"$error":"#REF!"},{"$error":"#REF!"},{"$error":"#REF!"},{"$error":"#REF!"},{"$error":"#DIV/0!"},{"$error":"#DIV/0!"},null,{"$error":"#DIV/0!"},{"$error":"#DIV/0!"},{"$error":"#DIV/0!"},{"$error":"#DIV/0!"},null,112.63841297102303,{"$error":"#REF!"},{"$error":"#REF!"},{"$f":"IF(U$23<>\"\",\"-\",IRR(T$23:T38))","v":{"$error":"#REF!"}}]
[null,16,{"$error":"#REF!"},{"$error":"#REF!"},{"$error":"#REF!"},{"$error":"#REF!"},{"$error":"#REF!"},{"$error":"#REF!"},{"$error":"#REF!"},{"$error":"#DIV/0!"},{"$error":"#DIV/0!"},null,{"$f":"$C$18*F39","v":{"$error":"#DIV/0!"}},{"$error":"#DIV/0!"},{"$f":"$C$18*H39","v":{"$error":"#DIV/0!"}},{"$error":"#DIV/0!"},null,114.89118123044352,{"$error":"#REF!"},{"$error":"#REF!"},{"$f":"IF(U$23<>\"\",\"-\",IRR(T$23:T39))","v":{"$error":"#REF!"}}]
[null,17,{"$error":"#REF!"},{"$error":"#REF!"},{"$error":"#REF!"},{"$error":"#REF!"},{"$error":"#REF!"},{"$error":"#REF!"},{"$error":"#REF!"},{"$error":"#DIV/0!"},{"$error":"#DIV/0!"},null,{"$error":"#DIV/0!"},{"$error":"#DIV/0!"},{"$error":"#DIV/0!"},{"$error":"#DIV/0!"},null,117.18900485505239,{"$error":"#REF!"},{"$error":"#REF!"},{"$f":"IF(U$23<>\"\",\"-\",IRR(T$23:T40))","v":{"$error":"#REF!"}}]
[null,18,{"$error":"#REF!"},{"$error":"#REF!"},{"$error":"#REF!"},{"$error":"#REF!"},{"$error":"#REF!"},{"$error":"#REF!"},{"$error":"#REF!"},{"$error":"#DIV/0!"},{"$error":"#DIV/0!"},null,{"$error":"#DIV/0!"},{"$error":"#DIV/0!"},{"$error":"#DIV/0!"},{"$error":"#DIV/0!"},null,119.53278495215343,{"$error":"#REF!"},{"$error":"#REF!"},{"$f":"IF(U$23<>\"\",\"-\",IRR(T$23:T41))","v":{"$error":"#REF!"}}]
[null,19,{"$error":"#REF!"},{"$error":"#REF!"},{"$error":"#REF!"},{"$error":"#REF!"},{"$error":"#REF!"},{"$error":"#REF!"},{"$error":"#REF!"},{"$error":"#DIV/0!"},{"$error":"#DIV/0!"},null,{"$error":"#DIV/0!"},{"$error":"#DIV/0!"},{"$error":"#DIV/0!"},{"$error":"#DIV/0!"},null,121.92344065119649,{"$error":"#REF!"},{"$error":"#REF!"},{"$f":"IF(U$23<>\"\",\"-\",IRR(T$23:T42))","v":{"$error":"#REF!"}}]
[null,20,{"$error":"#REF!"},{"$error":"#REF!"},{"$error":"#REF!"},{"$error":"#REF!"},{"$error":"#REF!"},{"$error":"#REF!"},{"$error":"#REF!"},{"$error":"#DIV/0!"},{"$error":"#DIV/0!"},null,{"$error":"#DIV/0!"},{"$error":"#DIV/0!"},{"$error":"#DIV/0!"},{"$error":"#DIV/0!"},null,124.36190946422043,{"$error":"#REF!"},{"$error":"#REF!"},{"$f":"IF(U$23<>\"\",\"-\",IRR(T$23:T43))","v":{"$error":"#REF!"}}]
[]
[null,"Simple Payback"]
[null,{"$f":"Translation!C372","v":"Total Installation Cost"},{"$f":"C20","v":{"$error":"#REF!"}}]
[null,{"$f":"Translation!C373","v":"Total Annual Cost"},{"$f":"C3*C11+C16","v":{"$error":"#REF!"}}]

{"sheet":"Assumptions","index":13,"n_rows":45,"n_cols":7,"rows_kept":45,"cut":false,"hidden":false,"merged":[[1,0,1,2]]}
[]
[{"$f":"Translation!$B$349","v":"The assumptions below are the default costs used when adding a new IES file. They can be overwritten for each individual fixture on the 'Fixtures' tab"}]
[]
[]
["LED",{"$f":"Fixtures!K36","v":"Equipment Cost ($/fixture)"},500]
[null,{"$f":"Fixtures!L36","v":"Installation Cost ($/fixture)"},100,"instcost"]
[null,{"$f":"Fixtures!N36","v":"Annual Maintenance Cost ($/year)"},25,"maintcost"]
[null,{"$f":"Fixtures!O36","v":"Maintenance inflation rate (%/year)"},0.02,"maintinflate"]
["HPS",{"$f":"B5","v":"Equipment Cost ($/fixture)"},300]
[null,{"$f":"B6","v":"Installation Cost ($/fixture)"},100]
[null,"Annual Maintenance Cost ($/year)",50]
[null,"Maintenance inflation rate (%/year)",0.02]
["MH","Equipment Cost ($/fixture)",300]
[null,"Installation Cost ($/fixture)",100]
[null,"Annual Maintenance Cost ($/year)",50]
[null,"Maintenance inflation rate (%/year)",0.02]
[]
[null,"Lamp Lumen Depreciation"]
[null,{"$f":"Translation!B276","v":"LED default lamp lumen depreciation"},0.7]
[null,{"$f":"Translation!B274","v":"HPS default lamp lumen depreciation"},0.73]
[null,{"$f":"Translation!B278","v":"MH default lamp lumen depreciation"},0.73]
[]
[null,"Luminaire Dirt Depreciation"]
[null,"LED  Dirt Depreciation",0.88,"Assumes 'clean' environment at 8 years"]
[null,"HPS Dirt Depreciation",0.88,"Assumes 'clean' environment at 8 years"]
[null,"MH Dirt Depreciation",0.88,"Assumes 'clean' environment at 8 years"]
[]
[null,"Ballast Factor"]
[null,"LED Ballast Factor",1]
[null,"HPS Ballast Factor",1]
[null,"MH Ballast Factor",1]
[]
[]
[]
[]
[]
[]
[]
[]
[null,"Fixture Type Translation"]
[]
[null,{"$f":"Translation!B11","v":"English"},"English","Français","Español","Pусский","LastColumn"]
[null,{"$f":"INDEX($C43:$G43,MATCH($B$42,$C$42:$G$42,0))","v":"HPS"},"HPS","SHP","SAP","HPS"]
[null,{"$f":"INDEX($C44:$G44,MATCH($B$42,$C$42:$G$42,0))","v":"MH"},"MH","MH","AM","MH"]
[null,"LED","LED","LED","LED","LED"]

{"sheet":"FixtureData","index":14,"n_rows":2031,"n_cols":182,"rows_kept":2031,"cut":false,"hidden":false,"merged":[]}
[]
["Number of rows from Name to Vertical Angles",9]
["Number of rows from Name to first Horizontal Angle",10]
["Array Length - Fixture Data",{"$f":"MAX(IF(LEN(B41:B33547)>0,ROW(B41:B33547),0))-ROW(FxLib_start)+1","v":1991}]
[null,null,null,null,null,null,{"$f":"G17","v":"Watts"},"Total Light Loss Factor","kWh/fixture","kWh/kilometer/yr","Equipment Cost ($/fixture)","Installation Cost ($/fixture)","One-time Rebate or Subsidy ($/fixture)","Annual Maintenance Cost ($/year)","Maintenance inflation rate (%/year)",{"$f":"P17","v":"Tilt (degrees)"},"Fixtures / Pole","Separation Angle (degrees)"]
["Upgrade",{"$f":"INDEX(B$18:B$20,MATCH($A$6,$A$18:$A$20,0))","v":{"$error":"#REF!"}},null,null,null,null,{"$f":"INDEX(G$18:G$20,MATCH($A$6,$A$18:$A$20,0))","v":{"$error":"#REF!"}},{"$error":"#REF!"},{"$error":"#REF!"},{"$error":"#REF!"},{"$error":"#REF!"},{"$error":"#REF!"},{"$error":"#REF!"},{"$error":"#REF!"},{"$error":"#REF!"},{"$f":"INDEX(P$18:P$20,MATCH($A$6,$A$18:$A$20,0))","v":{"$error":"#REF!"}},{"$f":"INDEX(Q$18:Q$20,MATCH($A$6,$A$18:$A$20,0))","v":{"$error":"#REF!"}},{"$error":"#REF!"}]
["Offset",{"$f":"MATCH(B6,FxLib_names,0)-1","v":{"$error":"#REF!"}}]
["Manufacturer",{"$f":"OFFSET($A$41,B7+1,1)","v":{"$error":"#REF!"}}]
["Type",{"$f":"OFFSET($A$41,B7+2,1)","v":{"$error":"#REF!"}}]
["Model #",{"$f":"OFFSET($A$41,B7+3,1)","v":{"$error":"#REF!"}}]
["Wattage",{"$f":"OFFSET($A$41,B7+4,1)","v":{"$error":"#REF!"}}]
["Distribution Type",{"$f":"OFFSET($A$41,B7+5,1)","v":{"$error":"#REF!"}}]
["Comment",{"$f":"OFFSET($A$41,B7+6,1)","v":{"$error":"#REF!"}}]
["Number of Vertical Angles (Gamma, columns)",{"$f":"OFFSET($A$41,B7+7,1)","v":{"$error":"#REF!"}}]
["Number of Horizontal Angles (Phi, rows)",{"$f":"OFFSET($A$41,B7+8,1)","v":{"$error":"#REF!"}}]
["First Row - Selected Fixture",{"$f":"ROW(FxLib_start)+offset","v":{"$error":"#REF!"}}]
["Last Row - Selected Fixture",{"$f":"ROW(FxLib_start)+offset+Hrow+numhoriz-1","v":{"$error":"#REF!"}},null,null,null,null,{"$f":"Translation!B427","v":"Watts"},"Total Light Loss Factor",{"$f":"Translation!B255","v":"kWh/fixture"},{"$f":"Translation!B247","v":"kWh/kilometer/yr"},{"$f":"Fixtures!K36","v":"Equipment Cost ($/fixture)"},{"$f":"Fixtures!L36","v":"Installation Cost ($/fixture)"},{"$f":"Fixtures!M36","v":"One-time Rebate or Subsidy ($/fixture)"},{"$f":"Fixtures!N36","v":"Annual Maintenance Cost ($/year)"},{"$f":"Fixtures!O36","v":"Maintenance inflation rate (%/year)"},{"$f":"Fixtures!T36","v":"Tilt (degrees)"},{"$f":"Fixtures!U36","v":"Fixtures / Pole"},{"$f":"Fixtures!V36","v":"Separation Angle (degrees)"}]
["Baseline",{"$f":"INDEX(FixtureChoices,Bfixturechoice)","v":0},1,"<- from dialog box",null,null,{"$f":"INDEX(FixtureWatts,FixtureData!C18)","v":"?"},{"$f":"INDEX(FixtureLOM,FixtureData!C18)","v":"?"},{"$f":"(FixtureData!G18/1000)*Costs!$C$8","v":{"$error":"#VALUE!"}},{"$f":"I18*'Road Geometry'!C51","v":{"$error":"#VALUE!"}},{"$f":"IF(Fixtures!$B$23=\"x\",0,INDEX(FixtureEqCosts,FixtureData!$C18))","v":0},{"$f":"IF(Fixtures!$B$23=\"x\",0,INDEX(FixtureInstCosts,FixtureData!$C18))","v":0},{"$f":"IF(Fixtures!$B$23=\"x\",0,INDEX(FixtureRebCosts,FixtureData!$C18))","v":0},{"$f":"INDEX(FixtureMaintCosts,FixtureData!$C18)","v":"?"},{"$f":"INDEX(FixtureMaintInf,FixtureData!$C18)","v":"?"},{"$f":"INDEX(FixtureTilt,FixtureData!$C18)","v":"?"},{"$f":"INDEX(fixturesPerPole,FixtureData!$C18)","v":"?"},{"$f":"IF(Q18=1,0,INDEX(fixtureSeparationAngle,FixtureData!$C18))","v":"?"}]
["Upgrade",{"$f":"INDEX(FixtureChoices,Ufixturechoice)","v":{"$error":"#REF!"}},43,"<- from run multiple fixtures macro",null,null,{"$f":"INDEX(FixtureWatts,FixtureData!C19)","v":{"$error":"#REF!"}},{"$f":"INDEX(FixtureLOM,FixtureData!C19)","v":{"$error":"#REF!"}},{"$f":"(FixtureData!G19/1000)*Costs!$C$8","v":{"$error":"#REF!"}},{"$f":"I19*'Road Geometry'!C77","v":{"$error":"#REF!"}},{"$f":"INDEX(FixtureEqCosts,FixtureData!$C19)","v":{"$error":"#REF!"}},{"$f":"INDEX(FixtureInstCosts,FixtureData!$C19)","v":{"$error":"#REF!"}},{"$f":"INDEX(FixtureRebCosts,FixtureData!$C19)","v":{"$error":"#REF!"}},{"$f":"INDEX(FixtureMaintCosts,FixtureData!$C19)","v":{"$error":"#REF!"}},{"$f":"INDEX(FixtureMaintInf,FixtureData!$C19)","v":{"$error":"#REF!"}},{"$f":"INDEX(FixtureTilt,FixtureData!$C19)","v":{"$error":"#REF!"}},{"$f":"INDEX(fixturesPerPole,FixtureData!$C19)","v":{"$error":"#REF!"}},{"$f":"IF(Q19=1,0,INDEX(fixtureSeparationAngle,FixtureData!$C19))","v":{"$error":"#REF!"}}]
["Delete",{"$f":"'Delete IES'!$C$20","v":"AE - LED 238W Type III"}]
[]
[]
["Calculation Method","IES"]
[]
[]
[]
[]
[]
[]
[]
[]
[]
[]
[]
[]
[]
[]
[]
[]
[]
["First Row"]
[null,"A - HPS 70W Type II"]
[null,"Generic"]
[null,"HPS"]
[null,"NA"]
[null,70]
[]
[]
[null,51]
[null,24]
[null,0,2.5,5,7.5,10,12.5,15,17.5,20,22.5,25,27.5,30,32.5,35,37.5,40,42.5,45,47.5,50,52.5,55,57.5,60,62.5,65,67.5,70,72.5,75,77.5,80,82.5,85,87.5,90,92.5,95,97.5,100,102.5,105,107.5,110,112.5,115,117.5,120,122.5,180]
[0,1077.50580018799,1091.6180134733102,1109.7625547001749,1117.8268904951999,1129.9235028409682,1173.2707480638032,1237.7905193387353,1311.3874708439646,1415.236704793469,1520.1019025491566,1675.3961893988017,1851.8843609643134,2041.5017718612796,2028.3893442756496,1862.9784813963506,1750.0233164234205,1816.5682631097154,1882.1240697869928,1795.3891958830063,1588.6547478341136,1402.1125432541658,1190.3922589553699,868.85400332791016,600.82819623930686,490.02302863061311,391.32676338790498,301.71602400391555,259.43664870738462,227.22836710560355,203.07512106555058,184.96205452537305,162.82629074089672,144.71743439597881,127.61670426943685,112.5297206338733,99.455963666700598,89.400386559498514,80.351331340225968,72.308579335641099,65.271902290436884,59.241065852707941,52.205871129025049,49.191070759971105,47.181305740243346,44.166819783667599,41.152539512670401,36.12923810708449,32.111095952304076,29.097816174642574,0,0]
[4.9000000000000004,1077.50580018799,1091.6180134733102,1111.7786331869247,1118.8349365574829,1130.9315597183911,1173.2707480638032,1240.8149673180724,1321.4695712007247,1412.2118595312106,1508.0016939064622,1668.3370360310155,1825.6621588599942,1968.8801674197155,1946.6907614674124,1802.465908589119,1704.6415681363681,1813.5426669071608,1915.4071267251618,1862.9613636751676,1635.0417187847181,1453.5353471278422,1245.8394226502153,906.14302524057416,641.12626911992743,507.14595626443844,396.36173249989935,318.83083861221496,271.5158130503724,237.29299343863059,212.13226923574965,194.01837655620983,172.88765168108893,152.76555124800095,134.65792041235557,117.55850313942643,103.4784850535453,92.416946510646028,81.356733631351972,73.313876394686872,66.277097278608665,60.246164270520133,53.210843750071625,50.19598424777044,48.186177781824156,45.171626266426578,42.157275863478645,39.143140946941287,36.12923810708449,32.111095952304076,0,0]
[14.9,1077.50580018799,1091.6180134733102,1110.770593487423,1114.8027577507125,1122.8671298555184,1157.1413507444108,1232.7497890947386,1317.4367218177815,1392.0463902945748,1467.6683691022997,1598.7555679053571,1712.7093472969634,1785.3210452883925,1744.9808413915596,1604.806012253599,1509.0100409375907,1608.8228320984331,1771.1848534159269,1795.3891958830063,1643.1091533508616,1471.685009328937,1289.1907465801335,964.5991493330996,695.5326560411628,548.44476923822299,419.52340124922512,351.04941397916343,304.73621645504568,263.46297565607262,221.18980385521934,198.04354533856682,184.96205452537305,158.80191819600202,140.69354214646376,125.60499860335548,110.51826994484387,96.439178946735424,84.37301438003783,75.324511642000047,68.287532720608553,62.256411089425562,55.220845530457993,50.19598424777044,48.186177781824156,45.171626266426578,42.157275863478645,39.143140946941287,36.12923810708449,32.111095952304076,0,0]
[24.9,1077.50580018799,1092.6260356973835,1108.7545168260053,1109.7625547001749,1113.7947153193904,1142.0202443352066,1215.6114605410178,1300.2972497757735,1380.9555061606618,1466.660050025401,1585.6463503082571,1738.9298905498288,1879.1155014307371,1964.8457113277279,1951.7337862129405,1805.4914896384403,1716.7262980193179,1762.1083099403497,1792.363635156662,1724.7941245541988,1637.0585737058739,1545.2942370762919,1303.3054478043848,1025.0747259772024,769.08873806861379,582.69493397084909,534.34237396739513,556.50344408245246,502.10974023527302,378.23614868748763,271.5158130503724,203.07512106555058,168.86303514077807,147.73542711369169,130.63432201828778,113.53545948863409,99.455963666700598,88.394889005535376,80.351331340225968,73.313876394686872,67.282307497705418,59.241065852707941,54.215835334169334,50.19598424777044,47.181305740243346,43.162036139125405,39.143140946941287,36.12923810708449,32.111095952304076,0,0]
[34.9,1077.50580018799,1090.6099921774353,1105.7304086902423,1107.7464798657393,1119.8429835254665,1144.0363803775579,1212.5870745396398,1308.3628557868033,1381.9637646935635,1417.2532718855859,1447.5021195076226,1532.2022072902007,1627.9995923619026,1741.9553633489629,1887.1840633823624,1962.8284863809231,1912.3813702493455,1830.6877784845742,1791.3551160479287,1736.8959349898671,1597.7303542931845,1532.1854831921119,1348.6751565194156,1020.0349554630559,768.08107141579546,660.26875041270193,711.6538991736503,788.23465312812414,805.36560288841395,617.9545574224918,357.09073432669908,243.33197514986256,186.97453299484269,154.77764754354726,133.65200941145397,116.55272914527278,100.46157902783952,87.389402877861457,78.340564620239888,70.298027302456234,63.261558950597731,57.230920419256371,51.200917835379968,47.181305740243346,44.166819783667599,41.152539512670401,37.13384546983891,33.11558670666593,30.102209640499385,0,0]
[44.9,1077.50580018799,1091.6180134733102,1104.7223744766704,1113.7947153193904,1135.9718575303903,1178.3112302208708,1258.9618089825374,1321.4695712007247,1349.6998585572758,1357.7657636742626,1398.0960006578398,1468.6766888703037,1577.579193170011,1706.6585093616097,1814.5682631097154,1860.9613636751676,1813.5426669071608,1728.8280519702566,1671.3454846903555,1694.5399708903694,1778.2444193679287,1967.854324576324,2104.0217493580426,1796.3977172574425,1421.2698418401155,1098.6581338586072,912.19003980772868,786.21927157197922,656.23870772958219,522.25490218132211,395.35473353973106,307.75643880970762,247.35804637556123,202.06879585668304,158.80191819600202,123.59332512567987,100.46157902783952,86.383928307687412,76.329849463361882,70.298027302456234,63.261558950597731,55.220845530457993,48.186177781824156,44.166819783667599,41.152539512670401,39.143140946941287,36.12923810708449,32.111095952304076,29.097816174642574,0,0]
[54.9,1077.50580018799,1091.6180134733102,1103.7143411803265,1121.8590801752944,1158.1494315402317,1220.6521205445858,1290.2153124748895,1333.5681928604727,1369.8647108836617,1402.1290887478256,1467.6683691022997,1579.5959786041019,1706.6585093616097,1759.0998079884325,1749.0148202558562,1736.9129116012623,1744.9638554476699,1693.5315083418986,1575.5456300224012,1540.2523954607502,1588.6547478341136,1527.143684556321,1516.0517861677681,1604.789194937694,1659.2441410024423,1599.7471627328159,1616.8901367038713,1607.8144218600987,1432.3610275750814,1156.117113614974,795.2885290281929,544.41547606823053,384.27791554552124,262.45638811906474,184.96205452537305,139.68758692140284,111.52399075900288,93.422488515161888,79.345941616877255,69.292772726876819,62.256411089425562,55.220845530457993,49.191070759971105,44.166819783667599,39.143140946941287,35.124658653290489,31.106636592896205,28.093457349309364,25.080601549217004,0,0]
[59.9,1077.50580018799,1092.6260356973835,1101.6982773426655,1125.8912843077392,1167.2221979900869,1231.7416455101745,1293.2398854419098,1331.5517482868315,1375.9142245220639,1426.3278591640444,1517.0768413494509,1667.328587979903,1795.4062391975117,1884.158348608313,1873.0641026477128,1805.4914896384403,1693.5315083418986,1521.0935481479901,1437.402504039183,1419.2532718855859,1412.1952996129335,1361.7822474330501,1472.6933304777274,1647.1428854850678,1702.6076928325283,1755.0488084043577,1866.9956012970247,1925.4930160885128,1812.5341359598203,1493.8682331993175,991.8127038077688,700.57050482238492,476.92942740841636,305.7429539319009,198.04354533856682,143.71145073160676,112.5297206338733,93.422488515161888,80.351331340225968,70.298027302456234,63.261558950597731,55.220845530457993,49.191070759971105,44.166819783667599,39.143140946941287,34.120107905260866,30.102209640499385,27.089134400918912,24.076394620737908,0,0]
[64.900000000000006,1077.50580018799,1088.5939523736934,1098.6741884862965,1125.8912843077392,1171.2545612426522,1231.7416455101745,1278.1170914954396,1313.4038847488816,1362.8069786629198,1419.2698418401155,1544.3026073731548,1700.6076928325283,1895.2526597600297,2014.2683630379474,2005.1906415129854,1924.5016079322129,1691.5145850450635,1424.2947021300658,1338.5928654221241,1353.716330339915,1368.8399640508226,1409.1704651305902,1519.0768413494509,1635.0417187847181,1748.9978296618476,1874.0555380789974,1909.3556185560697,1929.5273866272523,1931.544575057809,1601.7639737125119,1279.1089115549482,989.79685912166553,639.1113040120789,367.1598276496963,224.20906517072982,155.78370551195141,119.57007684445347,98.450358463414005,83.367575300668861,72.308579335641099,64.266722767294254,57.230920419256371,51.200917835379968,45.171626266426578,39.143140946941287,35.124658653290489,30.102209640499385,26.08484865749011,22.068108142325048,0,0]
[69.900000000000006,1077.50580018799,1088.5939523736934,1096.6581338586072,1127.907391777464,1175.2869383402924,1225.6928013087979,1250.8965135862265,1282.1498191833634,1320.4613577025991,1388.0133312824107,1520.1019025491566,1692.5399708903694,1892.226932093404,2022.3374831202773,2053.6056257882178,1966.8629383413631,1724.7941245541988,1458.5768973715776,1386.9885446930134,1396.0629241738613,1481.7682517963594,1534.2022072902007,1564.4533846379861,1646.1344515254048,1776.2273976626655,1896.2440833351525,1935.5789582303112,2000.1302197837717,2123.1867738641477,2123.1867738641477,1917.4243003622842,1427.3195688376973,810.40418715434259,420.53045982902728,247.35804637556123,168.86303514077807,127.61670426943685,103.4784850535453,86.383928307687412,74.319187225450264,65.271902290436884,58.235984471133037,51.200917835379968,45.171626266426578,40.147827669756929,35.124658653290489,31.106636592896205,26.08484865749011,23.072229545451361,0,0]
[74.900000000000006,1077.50580018799,1086.5779162930164,1094.6420829267092,1126.8993375929786,1173.2707480638032,1211.5789475434437,1216.6195908767722,1237.7905193387353,1266.0189847411061,1334.5764162881019,1450.5270391734393,1602.789194937694,1782.2954981868616,1897.2698142163651,1933.5789582303112,1883.1497780941129,1670.3370360310155,1559.4114808570475,1427.3195688376973,1439.4190995743888,1545.2942370762919,1636.05014593482,1717.7347742684135,1782.278469632608,1884.1412081189699,2068.7182145429474,2221.0319283230428,2464.1500071140017,2697.2027587216817,2776.9094907189938,2529.7254806385945,1753.031813170915,878.93196250462074,436.64372091979766,255.41038418438637,172.88765168108893,130.63432201828778,104.48414005107793,86.383928307687412,74.319187225450264,64.266722767294254,56.225874000831865,49.191070759971105,44.166819783667599,40.147827669756929,35.124658653290489,31.106636592896205,27.089134400918912,23.072229545451361,0,0]
[79.900000000000006,1077.50580018799,1086.5779162930164,1093.6340588487997,1125.8912843077392,1165.2060215705862,1192.4246943704641,1178.3112302208708,1179.3193292356812,1198.4733729791378,1251.9046726811175,1336.5928654221241,1441.4522991080316,1575.5624103083503,1667.328587979903,1656.2356996661829,1629.0080164014964,1553.3612178210465,1503.9516258616848,1416.2284223220859,1530.1687617458649,1703.6161607642787,1752.0233164234205,1760.0913066134603,1825.6450818896419,1922.4672437252057,2102.0043884748015,2308.7936233718156,2586.2226367430271,2704.265286534715,2739.5782010403482,2455.0704625308163,1566.4701506984791,755.98917509219189,369.17367966376946,219.17698581717505,153.77159610801158,119.57007684445347,97.444763521530547,83.367575300668861,72.308579335641099,63.261558950597731,55.220845530457993,49.191070759971105,44.166819783667599,39.143140946941287,35.124658653290489,31.106636592896205,27.089134400918912,24.076394620737908,0,0]
[84.9,1077.50580018799,1084.561883942285,1091.6180134733102,1119.8429835254665,1149.0767359718063,1163.18984863025,1135.9718575303903,1119.8429835254665,1129.9235028409682,1166.2141093458158,1218.6358540470935,1281.1416360737333,1367.8482122539233,1428.3444419494335,1392.0463902945748,1382.9720239602775,1417.236704793469,1409.1704651305902,1483.7849085304433,1682.4384599819907,1779.2529310778141,1707.6500384515043,1719.7517285407014,1765.1338192544852,1783.2869836248437,1825.6450818896419,1924.4844247725937,2009.2079094250844,1990.0439462403338,1987.0180741241566,1672.3539339575655,1019.0270043413617,503.11697942016013,263.46297565607262,163.83239950048687,123.59332512567987,101.46720444534975,86.383928307687412,76.329849463361882,68.287532720608553,61.251279440887508,54.215835334169334,49.191070759971105,44.166819783667599,40.147827669756929,36.12923810708449,31.106636592896205,27.089134400918912,23.072229545451361,0,0]
[89.9,1077.50580018799,1086.5779162930164,1091.6180134733102,1114.8027577507125,1135.9718575303903,1132.9476761605938,1092.6260356973835,1063.3937712079951,1065.4097639723441,1085.5698996509766,1113.7947153193904,1131.939617491865,1182.3436314337064,1217.6277220456941,1214.6033310391174,1229.7253608106423,1312.3792650509563,1346.6586922581143,1492.8598976651629,1612.8564793622302,1604.789194937694,1568.4869193528862,1621.9322225146773,1553.3612178210465,1432.3610275750814,1409.1704651305902,1381.9472483621071,1288.1825595230227,1187.3679413468067,1158.1332708244204,960.56757634820201,609.89503345385992,338.96708669873658,205.08778640429045,142.70547410211842,110.51826994484387,93.422488515161888,80.351331340225968,73.313876394686872,66.277097278608665,60.246164270520133,54.215835334169334,49.191070759971105,45.171626266426578,40.147827669756929,36.12923810708449,32.111095952304076,27.089134400918912,23.072229545451361,0,0]
[94.9,1077.50580018799,1085.5698996509766,1086.5779162930164,1105.7304086902423,1113.7947153193904,1094.6420829267092,1044.2420310439961,1009.9713744327134,1003.92373075542,1015.011105086951,1020.0508606905157,1008.9634313066751,1031.1384102366906,1067.4257605404598,1086.5779162930164,1110.770593487423,1185.3517338818122,1224.6683903637727,1319.4367218177815,1367.8317165896251,1328.5106501890004,1279.1089115549482,1311.3710600317036,1181.3193292356812,1068.4177617813787,1059.3458158095118,977.70187742826306,813.42735274831409,709.63872365870475,681.426874236142,600.82819623930686,425.56578875210613,271.5158130503724,179.93095458195256,133.65200941145397,106.49547896400243,91.411415436090294,80.351331340225968,73.313876394686872,68.287532720608553,63.261558950597731,57.230920419256371,51.200917835379968,46.176455080303917,41.152539512670401,36.12923810708449,32.111095952304076,27.089134400918912,23.072229545451361,0,0]
[104.9,1077.50580018799,1082.545855328405,1075.4897847078546,1076.4977919773303,1063.3937712079951,1020.0508606905157,953.52813389648543,908.1743638225912,897.08822588305679,887.01003712505587,871.8929684029963,847.7062037512211,833.59757409714064,829.56658058905714,862.82285227978628,905.15085820945785,920.25278814681985,882.96317857335953,853.73728395177477,872.88517306050676,871.87737888041204,826.52786616586718,761.02744192192483,670.34396430528011,573.62851316240085,520.24035054929641,459.80756926967933,401.3967655095604,347.02192467364125,321.85119673416409,306.74969472040391,257.42350858200774,193.0120973286374,144.71743439597881,117.55850313942643,102.47283981975923,93.422488515161888,86.383928307687412,80.351331340225968,73.313876394686872,65.271902290436884,58.235984471133037,51.200917835379968,45.171626266426578,39.143140946941287,34.120107905260866,30.102209640499385,25.080601549217004,20.060004479273225,0,0]
[114.9,1077.50580018799,1079.5218194293543,1060.3697892092532,1046.2579873104198,1008.9634313066751,953.52813389648543,884.99441302859464,832.58982389522112,806.38874968158041,786.23465312812414,765.07340608364041,739.88220714112128,709.6538991736503,683.45706810466959,681.44196820265972,697.56293216247195,700.57050482238492,662.28378097872496,620.97690605782327,629.03657407058643,622.99181331659202,571.61377234442114,536.35697932476273,476.92942740841636,415.49519113823135,365.14598667045368,322.85798908042426,277.55559808638526,233.2670906927834,200.05616048375992,180.93716345181977,165.84463549957897,144.71743439597881,119.57007684445347,101.46720444534975,89.400386559498514,82.362148335243674,77.335200513321496,71.303296239406109,66.277097278608665,61.251279440887508,55.220845530457993,49.191070759971105,42.157275863478645,36.12923810708449,31.106636592896205,26.08484865749011,21.064032395764698,16.044422974417238,0,0]
[124.9,1077.50580018799,1076.4977919773303,1044.2420310439961,1014.0031569562071,963.60704521228104,894.06475734774426,839.64410075501223,795.30393364695135,759.02744192192483,723.76028650321916,691.51752672087775,662.29881766947972,631.06644684686921,608.90246816001093,597.82077828211254,596.81336201521617,581.68754688117576,558.51813107578766,516.21127069520219,466.85767033780468,447.721933898185,413.48110068954406,374.20835758368617,330.91243995228746,285.60884857740479,255.41038418438637,229.24125736189183,202.06879585668304,177.91855373764352,154.77764754354726,133.65200941145397,118.56428573008029,107.50116269711758,96.439178946735424,87.389402877861457,80.351331340225968,75.324511642000047,70.298027302456234,66.277097278608665,60.246164270520133,55.220845530457993,49.191070759971105,43.162036139125405,37.13384546983891,31.106636592896205,26.08484865749011,21.064032395764698,16.044422974417238,12.029855959070284,0,0]
[134.9,1077.50580018799,1070.4497625090453,1028.1145212448012,981.74934970527374,922.28418881946754,857.78393987716277,807.39646779127065,779.18084029008492,748.95094180631554,705.62355386056902,658.26875041270193,616.96200533035903,588.7540930733503,573.64326104967381,567.59903862060082,554.50344408245246,531.32048016773717,496.0663476570511,461.8218729131101,415.49519113823135,375.21530131745635,345.0081974980904,303.72948230075701,261.44980443871583,228.23481001690109,204.08145125625859,180.93716345181977,161.82018819187493,144.71743439597881,130.63432201828778,117.55850313942643,105.48980471856567,94.428041332223657,86.383928307687412,78.340564620239888,71.303296239406109,66.277097278608665,60.246164270520133,55.220845530457993,50.19598424777044,44.166819783667599,37.13384546983891,31.106636592896205,25.080601549217004,20.060004479273225,15.040675804218308,12.029855959070284,8.016652840637061,5.0080536687636448,0,0]
[144.9,1077.50580018799,1064.4017671142508,1012.9952098244208,954.53602026718772,896.08040190768418,832.58982389522112,787.24234583746443,764.06574207388098,744.92037948002371,709.6538991736503,665.32138414895519,618.97690605782327,588.7540930733503,570.62114186819917,560.54752681690172,541.40815742206803,510.16770989602873,473.90787777004903,436.64372091979766,402.40377970846191,369.17367966376946,339.97393108066609,305.7429539319009,265.47616224135629,231.25416527541577,197.0372454153181,168.86303514077807,148.74143843620294,133.65200941145397,121.58168435931715,110.51826994484387,100.46157902783952,91.411415436090294,82.362148335243674,75.324511642000047,68.287532720608553,62.256411089425562,56.225874000831865,51.200917835379968,46.176455080303917,39.143140946941287,31.106636592896205,23.072229545451361,16.044422974417238,10.023052380778998,6.010760193776199,4.0055490228453374,3.0032976479526123,2.001386774925161,0,0]
[154.9,1077.50580018799,1058.3538059858045,998.88405542793305,937.40209717084554,878.94756823543594,820.49691671264225,779.18084029008492,754.99682578176498,730.81358322238805,692.5250906509001,646.17869668861317,605.8801690316011,585.73189545758112,577.67277793349717,576.66539608153823,568.60640459417959,546.43011894300389,512.18222225713123,474.91505885047809,446.71481220853684,437.65081969353872,410.45998340822337,358.09763102539472,304.73621645504568,259.43664870738462,211.12590005317529,170.87533157355321,145.72342504642882,128.62256901424442,116.55272914527278,106.49547896400243,98.450358463414005,90.405895411488231,82.362148335243674,75.324511642000047,67.282307497705418,60.246164270520133,55.220845530457993,50.19598424777044,44.166819783667599,37.13384546983891,27.089134400918912,18.052101952375242,9.0197967621976929,3.0032976479526123,2.001386774925161,1,1,2.001386774925161,0,0]
[164.9,1077.50580018799,1057.3458158095118,991.82855258696566,927.32346435368083,872.90076490654008,831.58207490892198,794.29623070059233,761.0427579963532,727.79073342857248,688.4948437134459,645.1712023231205,608.90246816001093,593.7911233847426,590.76890006969472,595.80594744145617,596.81336201521617,583.70232280039875,551.46675853493446,514.19674253383948,478.9438044658425,452.75757619336599,425.56578875210613,385.28488595522572,336.95340690676727,282.58885271036019,230.24770912114909,185.96829104052892,148.74143843620294,128.62256901424442,119.57007684445347,114.54120724389411,110.51826994484387,104.48414005107793,96.439178946735424,89.400386559498514,82.362148335243674,74.319187225450264,68.287532720608553,63.261558950597731,56.225874000831865,46.176455080303917,33.11558670666593,18.052101952375242,4.0055490228453374,1,1,1,1,1,0,0]
[174.9,1077.50580018799,1052.3058793187643,985.78101853697399,924.29989574785589,872.90076490654008,832.58982389522112,802.357889807883,773.13476562306744,737.86694776308775,692.5250906509001,648.19369011047684,619.98435887211519,615.9545574224918,629.05150724510781,647.18619261853939,649.20118916201011,638.10382383678518,599.82077828211254,563.55488026541718,530.31318604523244,491.03024332244547,438.65792078245397,385.28488595522572,327.89199766453015,278.56224176899144,232.26062580560185,188.98703310439885,158.80191819600202,137.67569823504508,127.61670426943685,122.58750062023773,117.55850313942643,109.51255827368547,101.46720444534975,93.422488515161888,86.383928307687412,80.351331340225968,75.324511642000047,69.292772726876819,61.251279440887508,50.19598424777044,34.120107905260866,15.040675804218308,1,0,0,0,0,1,0,0]
[180,1077.50580018799,1052.3058793187643,985.78101853697399,923.29204173531855,870.88517306050676,830.57432713971048,800.34246743205267,767.08873806861379,731.8212025910484,692.5250906509001,645.1712023231205,618.97690605782327,614.94711115541907,633.08139285545383,655.24621608837697,658.26875041270193,645.15621829516817,608.88760041014177,568.59167442682008,529.30589383410154,487.00139698135308,439.66502418123878,385.28488595522572,332.92608346097444,283.5955144338393,230.24770912114909,188.98703310439885,160.81409189195779,141.69950455700601,129.62844161748095,124.59915780868042,120.57587641098782,111.52399075900288,101.46720444534975,93.422488515161888,86.383928307687412,80.351331340225968,75.324511642000047,70.298027302456234,62.256411089425562,49.191070759971105,32.111095952304076,13.03338714150617,1,0,0,0,0,1,0,0]
[null,"B - HPS 100W Type II Short"]
[null,"Generic"]
[null,"HPS"]
[null,"NA"]
[null,115]
[null,"TYPE II, SHORT, FULL CUTOFF"]
[]
[null,37]
[null,73]
[null,0,2.5,5,7.5,10,12.5,15,17.5,20,22.5,25,27.5,30,32.5,35,37.5,40,42.5,45,47.5,50,52.5,55,57.5,60,62.5,65,67.5,70,72.5,75,77.5,80,82.5,85,87.5,90]
[0,1639.0754311093124,1764.1253155737052,1825.6450818896419,1893.2183572771005,1985.0008286036355,2112.0912121959464,2227.0843493313496,2283.5743985656027,2237.1717541720254,2100.9957087583844,1971.8887827325018,1890.1926360499049,1816.5682631097154,1734.8789607183505,1644.1175854579226,1554.3695933613292,1470.6766888703037,1398.0794609630132,1334.559970193191,1269.0271559147989,1203.4977237104949,1142.0041118423874,1072.4497625090453,999.87612340042017,927.30775085588652,872.88517306050676,843.65961930001663,810.40418715434259,750.95094180631554,652.2086897707303,510.16770989602873,223.20264019194434,94.428041332223657,54.215835334169334,29.097816174642574,18.052101952375242,0]
[2.5,1639.0754311093124,1741.9383808997075,1804.465908589119,1874.0555380789974,1976.9318670220041,2108.0564769196958,2208.9271357812904,2269.4517540119136,2209.9358659670606,2062.6662401528342,1943.6477497596934,1864.9784813963506,1799.4232847732765,1718.7432511089901,1632.0164410639579,1548.319349937213,1468.660050025401,1396.0629241738613,1332.5435271419701,1267.0108143681848,1206.5220820343841,1145.0283119130809,1077.4897847078546,999.87612340042017,928.31560705822335,872.88517306050676,841.64410075501223,823.50465222952312,815.44280271612445,714.67667312976948,541.39352572941186,200.05616048375992,89.400386559498514,51.200917835379968,28.093457349309364,14.036995597894803,0]
[5,1639.0754311093124,1710.6754529653192,1774.2103782455711,1841.7817597850521,1941.6305487347479,2071.7442083739506,2184.7177498639853,2238.1804971586125,2179.6741614325315,2031.3979895549858,1917.4243003622842,1844.8074026519096,1782.278469632608,1708.6585093616097,1629.9995923619026,1549.3277222035513,1470.6766888703037,1362.7904904313311,1336.5764162881019,1269.0271559147989,1205.5139617506477,1139.9879829053571,1068.4177617813787,988.78893831612163,914.20572024248941,854.74505697644986,817.45825766036501,792.26543167088664,783.19620891882039,708.6311380440219,543.40815742206803,200.05616048375992,90.405895411488231,53.210843750071625,28.093457349309364,14.036995597894803,0]
[7.5,1639.0754311093124,1703.6161607642787,1766.1423235108944,1834.7219457534077,1936.5875553367143,2062.6662401528342,2180.6828781869804,2237.1717541720254,2181.6915954075671,2045.5190758868755,1927.5102003034203,1854.8929146325258,1791.3551160479287,1719.7517285407014,1644.1175854579226,1565.4617673437849,1487.8182302094006,1415.2201405678286,1348.6751565194156,1279.1089115549482,1211.5626960616064,1140.9960469290074,1066.4017671142508,986.77309978526648,912.19003980772868,846.682906133291,797.30393364695135,766.06574207388098,759.01213117901898,721.72986193823385,566.57695139125042,210.11953566284186,95.433604846914434,56.225874000831865,29.097816174642574,14.036995597894803,0]
[10,1639.0754311093124,1703.6161607642787,1766.1423235108944,1836.7390327120816,1941.6305487347479,2069.7268786622876,2192.7875155375646,2250.285448365752,2193.7962383350541,2059.6402596066764,1943.6477497596934,1868.0041620639367,1802.448857371257,1730.8450192058197,1656.2188188320179,1580.5875855657075,1500.9266009508469,1428.3278591640444,1363.7987341748062,1290.1989344248907,1219.6277220456941,1146.0363803775579,1067.4097639723441,984.75726536836657,907.15085820945785,840.63634328996886,785.21158272846617,745.91274228889881,745.91274228889881,719.71465807976961,570.60640459417959,217.16418624552571,95.433604846914434,57.230920419256371,30.102209640499385,16.044422974417238,0]
[12.5,1639.0754311093124,1700.5907587595589,1764.1253155737052,1831.6963194699567,1935.5789582303112,2065.6922251337533,2189.7613499273516,2246.2504573848078,2194.8049615958985,2059.6402596066764,1940.6219490072456,1860.9442481358299,1796.3977172574425,1725.8026055254718,1657.2272589425841,1581.5959786041019,1507.9850018626923,1435.3859113303176,1368.8399640508226,1296.2480779996804,1222.6521205445858,1143.0121776447149,1067.4097639723441,991.8127038077688,911.18220125834318,835.59757409714064,775.13476562306744,741.88220714112128,744.90510645760855,708.6311380440219,558.51813107578766,228.23481001690109,88.394889005535376,52.205871129025049,31.106636592896205,15.040675804218308,0]
[15,1639.0754311093124,1662.2694686834784,1723.7856441719903,1791.3551160479287,1891.2012092550665,2022.3202000823192,2143.3606705495354,2203.8834917594522,2152.4389860530005,2018.2856400391497,1902.2955499130685,1826.6536200966789,1762.1083099403497,1692.5230463933431,1622.9406415574351,1553.3612178210465,1480.7599244572896,1413.2035792127422,1347.6669240119957,1278.1007324082996,1211.5626960616064,1136.9637961806482,1059.3458158095118,988.78893831612163,908.15869229691498,833.58207490892198,770.09640604036883,734.82882334190344,735.83644547306255,716.69186286625541,595.7911233847426,251.38418306924891,97.444763521530547,53.210843750071625,29.097816174642574,15.040675804218308,0]
[17.5,1639.0754311093124,1675.3792854027276,1733.8704744608951,1802.448857371257,1902.2955499130685,2036.44122345151,2160.5086319512475,2223.0494001639518,2169.5870195729431,2032.4066353346391,1922.4672437252057,1844.8074026519096,1778.2444193679287,1709.6669808663319,1643.1091533508616,1577.5624103083503,1511.0100409375907,1445.4689030985978,1385.9802839602717,1320.4449330105424,1256.929154821795,1180.3112302208708,1100.6741884862965,1029.1065602168239,946.45720448724194,874.90076490654008,809.39646779127065,765.05807938825171,770.09640604036883,760.01978588315012,642.13375404750673,266.48276126055515,98.450358463414005,53.210843750071625,30.102209640499385,17.048232921663399,0]
[20,1639.0754311093124,1676.3877370977445,1733.8704744608951,1806.4829620594148,1909.3556185560697,2040.4758195537197,2166.5608861412375,2228.0930877648238,2174.6305846598557,2031.3979895549858,1929.5273866272523,1853.8843609643134,1787.3210452883925,1721.768685176148,1662.2694686834784,1601.7639737125119,1542.2691301314956,1481.7682517963594,1422.2781278895166,1358.757522914859,1250.8801978283477,1219.6277220456941,1137.9718575303903,1068.4177617813787,993.82855258696566,923.27633700149374,851.72174146906048,806.37331722858721,833.58207490892198,832.57432713971048,696.54022288955241,256.41694440954058,101.46720444534975,53.210843750071625,31.106636592896205,17.048232921663399,0]
[22.5,1639.0754311093124,1663.2779124666752,1723.7856441719903,1794.3806750745186,1897.2526597600297,2029.3806994968827,2156.4738052312582,2223.0494001639518,2161.5173398079901,2025.346125392472,1931.544575057809,1857.9185789229516,1798.4147617028943,1737.9044230032487,1685.4638295811908,1633.024866348906,1576.5540198432063,1520.0851944146068,1460.593522346878,1397.0711922049652,1335.5681928604727,1260.9618089825374,1179.3031320662135,1109.7464798657393,1041.2021573717921,959.55968574044186,900.09605098701365,872.88517306050676,948.4729591018255,965.60704521228104,748.93565793445475,256.41694440954058,104.48414005107793,53.210843750071625,32.111095952304076,18.052101952375242,0]
[25,1639.0754311093124,1690.5061242974168,1757.065805953526,1828.6706981792865,1931.544575057809,2068.7182145429474,2197.8311341564358,2265.4167288128779,2199.8485848430059,2068.7182145429474,1980.9663437085635,1914.3985407022963,1858.927134780701,1805.4744350428705,1751.0148202558562,1701.5992254975022,1644.1175854579226,1585.6295571764856,1527.143684556321,1464.6267806383148,1404.1290887478256,1328.5106501890004,1244.8312700569572,1167.2060215705862,1099.6661607109011,1026.0826830543308,969.63863922794894,986.77309978526648,1088.5779162930164,1112.770593487423,833.58207490892198,260.44322462984479,108.50685582932681,57.230920419256371,32.111095952304076,19.056026783849234,0]
[27.5,1639.0754311093124,1671.3454846903555,1732.8619887894267,1804.465908589119,1902.2955499130685,2036.44122345151,2164.5434661989088,2221.0319283230428,2161.5173398079901,2039.4671697804051,1957.7682153740088,1903.3041295474241,1854.8929146325258,1804.465908589119,1753.031813170915,1701.5992254975022,1647.1428854850678,1593.6967450469183,1539.2440291144057,1479.7515978041567,1424.2947021300658,1351.6998585572758,1266.0026447966725,1186.3598371864221,1128.8993375929786,1062.3697892092532,996.85233341219282,1002.8999225239919,1102.6902468030191,1139.9879829053571,800.32705011374333,235.28003346324601,105.48980471856567,57.230920419256371,34.120107905260866,19.056026783849234,0]
[30,1639.0754311093124,1692.5230463933431,1699.5822926190442,1825.6450818896419,1923.4758339847333,2059.6402596066764,2185.7264689469625,2233.136786771614,2179.6741614325315,2054.5969685690998,1980.9663437085635,1938.6047511235406,1898.2612367205277,1849.850151775712,1798.4147617028943,1747.9893352360714,1696.5568977856435,1648.1513200615109,1597.7303542931845,1543.2774984550331,1488.826562337018,1414.2118595312106,1329.5188682821172,1251.8883553017529,1191.4003665316188,1080.5138093389564,1050.2739474499635,1012.9793185616809,1073.4577650593887,1073.4577650593887,714.67667312976948,210.11953566284186,108.50685582932681,59.241065852707941,35.124658653290489,20.060004479273225,0]
[32.5,1639.0754311093124,1708.6585093616097,1772.1933611192419,1843.7988544784041,1941.6305487347479,2074.770206620321,2194.8049615958985,2238.1804971586125,2169.5870195729431,2060.6489192955755,2004.1647434430383,1972.8973985606769,1940.6219490072456,1894.226932093404,1843.7988544784041,1794.3806750745186,1751.0148202558562,1703.6161607642787,1657.2272589425841,1608.8228320984331,1558.4031020534044,1486.809898764471,1402.1125432541658,1322.4613577025991,1255.92099329955,1189.3841522320038,1089.5859338675427,1018.0190542156654,1012.9793185616809,962.58336073208568,590.7540930733503,199.04985036997184,112.5297206338733,63.261558950597731,36.12923810708449,21.064032395764698,0]
[35,1639.0754311093124,1708.6585093616097,1770.1763462862782,1837.7475770214191,1932.5531700624222,2064.6835629810971,2176.648013968148,2208.9271357812904,2141.3432723152087,2041.4844698251366,2006.1820083163216,1980.9663437085635,1957.7682153740088,1920.4500647922634,1876.0726677583752,1831.6963194699567,1790.3465975064146,1747.9893352360714,1708.6585093616097,1671.3454846903555,1628.9911689455628,1562.436621174744,1479.7515978041567,1401.1042715935748,1331.5353067591789,1254.912832585775,1131.9235028409682,1023.0588147943211,966.61494214244817,873.8929684029963,509.16045669356748,195.02466099770112,115.54696382165466,66.277097278608665,37.13384546983891,22.068108142325048,0]
[37.5,1639.0754311093124,1713.7008728243975,1773.2018693958976,1835.7304889559762,1930.5359805793269,2058.6316004112473,2156.4738052312582,2170.5957316541662,2123.1867738641477,2046.5277286451053,2024.3374831202773,2007.1906415129854,1992.0611968716976,1961.8026528406551,1925.4930160885128,1888.1754912527256,1849.850151775712,1814.5511984147977,1786.3125290189562,1761.0998079884325,1733.8704744608951,1666.3032474796319,1583.6127666073498,1502.9432835487548,1418.2449879814724,1333.5517482868315,1199.4652577592099,1048.2579873104198,947.465081258998,827.53560660155279,422.54458421059621,194.01837655620983,119.57007684445347,69.292772726876819,39.143140946941287,22.068108142325048,0]
[40,1639.0754311093124,1689.497664150761,1748.9978296618476,1812.5341359598203,1900.2783922472568,2019.2942792952235,2100.9957087583844,2103.0130686747621,2059.6402596066764,2020.3029190546104,2009.2079094250844,1999.1215901386311,2016.2683630379474,1973.9060149039763,1950.7079698029713,1918.4328879759823,1888.1754912527256,1866.9956012970247,1854.8929146325258,1858.927134780701,1841.7817597850521,1766.1423235108944,1686.4722873203068,1595.7135483968173,1489.834895146864,1391.0215949408339,1257.937317151861,1074.4657685553254,933.35490444308982,792.26543167088664,350.04253730445583,199.04985036997184,120.57587641098782,71.303296239406109,39.143140946941287,23.072229545451361,0]
[42.5,1639.0754311093124,1703.6161607642787,1762.1083099403497,1826.6536200966789,1911.3727858198192,2021.3115593170608,2078.8048778060565,2081.8308863299858,2055.6056257882178,2034.4239283939207,2038.4585205054343,2037.4498717290523,2036.44122345151,2026.3547681664795,2015.2597252933201,1997.1043323737529,1978.9491043381777,1975.9232491349032,2001.1388499370387,2047.5363818999649,2024.3374831202773,1933.5617655928907,1845.8159513762348,1740.9298905498288,1603.7807872290784,1474.7099748438977,1346.6586922581143,1145.0283119130809,960.56757634820201,767.07340608364041,337.96024530447613,219.17698581717505,127.61670426943685,75.324511642000047,41.152539512670401,24.076394620737908,0]
[45,1639.0754311093124,1703.6161607642787,1761.0998079884325,1820.602399209437,1895.2355074461827,1990.0439462403338,2122.1780840415504,2030.3893442756496,2026.3547681664795,2022.3202000823192,2033.4152816143667,2041.4844698251366,2047.5363818999649,2048.5450356512083,2044.5104236255195,2039.4671697804051,2042.493120594404,2067.7095509149171,2142.3519711951417,2235.1542695622238,2187.7439085078886,2077.7962092756316,1985.0008286036355,1845.8159513762348,1690.5061242974168,1529.1604020182688,1382.9555061606618,1146.0363803775579,991.8127038077688,715.68426728943632,366.15290577694071,247.35804637556123,141.69950455700601,78.340564620239888,42.157275863478645,24.076394620737908,0]
[47.5,1639.0754311093124,1680.421549934586,1736.8959349898671,1792.363635156662,1859.9356911850903,1937.5961529678818,1965.8370985958388,1971.8887827325018,1985.0008286036355,1993.0698229527777,2017.2770012866408,2029.3806994968827,2042.493120594404,2054.5969685690998,2060.6489192955755,2069.7268786622876,2096.9609947328336,2166.5608861412375,2302.7409842063093,2419.7614425124839,2352.1713321312977,2222.0406640147612,2112.0912121959464,1956.7596073044258,1772.1933611192419,1584.6211615713846,1369.8482122539233,1155.1090363270444,1044.226078658143,690.4948437134459,447.721933898185,296.68243718512292,165.84463549957897,85.378465429273547,43.162036139125405,25.080601549217004,0]
[50,1639.0754311093124,1701.5992254975022,1756.0573068896419,1807.4914896384403,1865.9870410743999,1930.5359805793269,1952.7251802224259,1965.8370985958388,1986.0094511080301,2004.1647434430383,2036.44122345151,2059.6402596066764,2080.8222163334694,2094.9436406273785,2112.0912121959464,2136.299785040238,2191.7787932036431,2315.8550557632743,2527.7077482107193,2648.7744968170055,2556.9650252548881,2405.637978206652,2273.4867863779655,2096.9609947328336,1894.226932093404,1665.2948018651193,1421.2698418401155,1249.872041166662,1196.4409171809359,780.17315792272359,615.93966653181371,405.42483738535867,215.15140531108909,102.47283981975923,46.176455080303917,26.08484865749011,0]
[52.5,1639.0754311093124,1689.497664150761,1741.9383808997075,1793.3721548322997,1843.7988544784041,1894.226932093404,1912.3813702493455,1934.5703616489466,1958.7768239626887,1989.0353216905689,2026.3547681664795,2055.6056257882178,2087.8829165535226,2113.0998972186903,2141.3432723152087,2182.700313094072,2270.4605114320148,2456.0792991635499,2740.5871481645768,2835.4298161310112,2712.3367694525091,2565.0360572503428,2414.7173386387876,2230.1105660002718,2008.1992752159911,1763.1168124688832,1539.2440291144057,1456.5602751816705,1474.7099748438977,1091.6019718106104,954.52024858783284,630.04403985316117,315.81050907438771,120.57587641098782,50.19598424777044,26.08484865749011,0]
[55,1639.0754311093124,1689.497664150761,1737.9044230032487,1782.278469632608,1827.6621588599942,1864.9784813963506,1885.1497780941129,1909.3556185560697,1935.5789582303112,1968.8629383413631,2009.2079094250844,2044.5104236255195,2079.813546825415,2115.1172687069893,2146.3867714572339,2205.9009479859465,2328.969201508371,2573.1071146165109,2902.0233770351701,2950.4560186445374,2806.1695010255689,2665.9260725731801,2504.5039412635933,2311.8199489014933,2086.8742436312004,1874.0555380789974,1729.8365352943624,1817.5767962963719,1919.441476119403,1725.8026055254718,1541.2607624665918,1002.8999225239919,431.60826196609258,140.69354214646376,48.186177781824156,25.080601549217004,0]
[57.5,1639.0754311093124,1682.4384599819907,1728.8280519702566,1771.1848534159269,1808.5000177796319,1839.7646672985848,1857.9185789229516,1882.1240697869928,1910.3642019219667,1944.656351056595,1988.0266976517553,2030.3893442756496,2072.7528739657969,2111.0825276544465,2155.4650997291069,2240.1979844941325,2411.6908813656842,2723.4350976302153,3034.2059949378436,3039.2512486291398,2888.9063416701338,2750.6766397934202,2593.2848685088161,2394.5410286252559,2191.7787932036431,2037.4498717290523,2052.5796556151499,2358.2240995535481,2613.4627792455449,2656.8458128075108,2289.6269872591311,1477.7349465575696,560.5328253292854,160.81409189195779,51.200917835379968,27.089134400918912,0]
[60,1639.0754311093124,1664.2863568606779,1709.6669808663319,1746.9808413915596,1780.2614433587723,1805.4744350428705,1823.6280071456438,1846.8245006510754,1874.0555380789974,1909.3556185560697,1954.7423927236248,2000.1302197837717,2043.5017718612796,2085.8655711959245,2143.3606705495354,2141.3432723152087,2455.0704625308163,2809.1964160939297,3094.7495884289274,3075.577321357689,2927.248611288916,2804.151559458533,2633.6408456181302,2446.9997843921392,2288.6182213657398,2211.9533277183218,2403.6203471994572,2984.7629544525821,3415.6498640056698,3521.6142634929647,2867.7174103446628,1706.6415681363681,591.76149571488634,160.81409189195779,49.191070759971105,24.076394620737908,0]
[62.5,1639.0754311093124,1657.2272589425841,1701.5992254975022,1733.8704744608951,1763.1168124688832,1782.278469632608,1801.4403326077718,1819.5938643465445,1846.8245006510754,1879.0983663391421,1925.4930160885128,1972.8973985606769,2020.3029190546104,2065.6922251337533,2131.2563096602794,2258.3554519985455,2498.4508094739776,2879.825352024357,3144.1944019675352,3115.9401268957549,2980.7268238231582,2852.5825550881477,2675.0063632358751,2506.5216551096996,2392.5234069412813,2426.8232055778144,2788.008079235663,3681.0714292401249,4221.0551187116253,4187.745619743886,3249.1410552393327,1659.2441410024423,541.39352572941186,144.71743439597881,50.19598424777044,25.080601549217004,0]
[65,1639.0754311093124,1670.3370360310155,1710.6754529653192,1742.9468718328628,1812.5341359598203,1782.278469632608,1801.4403326077718,1817.5767962963719,1837.7475770214191,1874.0555380789974,1918.4328879759823,1963.8198746832438,2015.2597252933201,2062.6662401528342,2138.3171785243935,2279.5393483374469,2548.8940187100684,2944.4018947384297,3195.6581960179255,3168.4125539995202,3056.4051736815013,2905.0503936173795,2720.4082763658648,2574.1159985672007,2512.5748063784786,2658.8636456354934,3248.1319365016116,4328.05103316855,4736.8799772585216,4448.172233784836,3294.5517210316275,1487.8182302094006,473.90787777004903,128.62256901424442,48.186177781824156,26.08484865749011,0]
[67.5,1639.0754311093124,1652.1850645275526,1690.5061242974168,1717.7347742684135,1737.9044230032487,1747.9893352360714,1765.1338192544852,1778.2444193679287,1801.4403326077718,1829.6792380542477,1872.0384105685773,1915.4071267251618,1960.7940426962784,2015.2597252933201,2096.9609947328336,2250.285448365752,2522.6634241833708,2910.0954282549064,3161.3489071574204,3143.1853163337523,3054.3870598493263,2888.9063416701338,2710.3188964706906,2591.2670860414801,2579.1604242428725,2851.5735675852898,3679.0529403377723,4883.2595704489404,4808.5549460884276,4339.1545352522735,3000.9075314208349,1274.0680237726388,409.45294924287418,116.55272914527278,47.181305740243346,24.076394620737908,0]
[70,1639.0754311093124,1643.1091533508616,1679.4130958175858,1704.6246292924041,1717.7347742684135,1726.8110870854687,1740.9298905498288,1753.031813170915,1774.2103782455711,1802.448857371257,1838.7561218836893,1878.0897996043796,1919.441476119403,1974.9146317621396,2062.6662401528342,2224.0581367704171,2502.4862290413962,2885.8793419485855,3127.0399902778909,3132.0853957447089,3040.2603003718768,2871.7533852406859,2703.256352860732,2610.4360826839252,2648.7744968170055,3066.4957627930094,4050.4729254268887,4845.9071144550253,4790.3837256036613,4230.139573182536,2771.8646923954316,1173.2545612426522,377.22919687654826,112.5297206338733,48.186177781824156,23.072229545451361,0]
[72.5,1639.0754311093124,1650.1681910632308,1683.4469159116732,1703.6161607642787,1716.7262980193179,1720.7602065632027,1734.8789607183505,1741.9383808997075,1731.8535037042891,1788.3295621263294,1821.6109346304568,1852.875807844227,1891.2012092550665,1944.656351056595,2034.4239283939207,2200.8573108795235,2475.2472736464852,2837.447780051873,3078.6045135029945,3102.8221574733529,3015.0341074627013,2850.5645804390865,2695.1848970234037,2625.5696004693659,2724.4440387986579,3439.8700122614036,4351.2674789863286,4878.2119245326594,4782.3076496979465,4231.1489582164759,2788.008079235663,1205.5139617506477,370.18060979006805,112.5297206338733,47.181305740243346,24.076394620737908,0]
[75,1639.0754311093124,1665.2948018651193,1696.5568977856435,1711.6839256582271,1721.768685176148,1723.7856441719903,1734.8789607183505,1742.9468718328628,1761.0998079884325,1784.2954981868616,1810.5170757472663,1839.7646672985848,1872.0384105685773,1919.441476119403,2008.1992752159911,2166.5608861412375,2421.7790870043609,2752.6945425601039,2984.7629544525821,3022.0974202989837,2938.3477832680401,2789.0170440193724,2654.8279815105079,2601.3560140502759,2753.7034944976781,3425.7415716643568,4507.7293303851866,4807.5454320372064,4715.6805454775331,4191.7831207152003,2847.5376211416979,1207.5302031596229,368.16675228114894,106.49547896400243,45.171626266426578,22.068108142325048,0]
[77.5,1639.0754311093124,1656.2188188320179,1684.4553724448606,1695.5484340384025,1702.6076928325283,1704.6246292924041,1710.6754529653192,1717.7347742684135,1733.8704744608951,1755.0488084043577,1781.2699562104763,1805.4744350428705,1831.6963194699567,1872.0384105685773,1955.750999754207,2094.9436406273785,2311.8199489014933,2595.3026525445794,2807.178472352779,2863.681441123118,2786.9991148167296,2658.8636456354934,2549.9028931335961,2505.512797983738,2690.1402493831206,3406.5673525779057,4458.2666011604624,4692.4622294491346,4699.5286613343405,4257.3930533682742,2939.3568009817645,1255.92099329955,372.19447824394808,105.48980471856567,42.157275863478645,19.056026783849234,0]
[80,1639.0754311093124,1632.0164410639579,1655.2103793348597,1665.2948018651193,1668.3201405373907,1667.311693703846,1671.3454846903555,1676.3877370977445,1691.5145850450635,1709.6669808663319,1734.8789607183505,1753.031813170915,1775.2188876679345,1810.5170757472663,1881.1155014307371,2001.1388499370387,2171.6044442036855,2392.5234069412813,2578.1515383186229,2643.7299367952533,2583.1959718808394,2469.1942129984704,2376.3824947816124,2345.1097898073535,2529.7254806385945,3187.5853889153136,4134.2491004484245,4372.4652115220379,4442.1156243407095,4051.482266702204,2807.178472352779,1253.9046726811175,369.17367966376946,99.455963666700598,40.147827669756929,18.052101952375242,0]
[82.5,1639.0754311093124,1648.1513200615109,1670.3370360310155,1678.4046423055361,1679.4130958175858,1675.3792854027276,1675.3792854027276,1679.4130958175858,1665.2948018651193,1708.6585093616097,1732.8619887894267,1750.0063246685534,1769.1678397306264,1798.4147617028943,1861.9528056326203,1959.7854330702003,2085.8655711959245,2264.4079736344561,2430.8585079786749,2495.4242490709221,2433.8849891715854,2329.977985011195,2240.1979844941325,2196.8224095068008,2345.1097898073535,2908.0774133505483,3612.4434308660921,3748.6914426823082,3814.2941130646404,3520.6050635579218,2500.4685184444229,1199.4652577592099,357.09073432669908,97.444763521530547,39.143140946941287,15.040675804218308,0]
[85,1639.0754311093124,1641.0922909919893,1661.2610255114619,1664.2863568606779,1665.2948018651193,1659.2441410024423,1658.2356996661829,1658.2356996661829,1667.311693703846,1658.2356996661829,1704.6246292924041,1719.7517285407014,1738.9129116012623,1765.1338192544852,1818.5853300420854,1898.2612367205277,1987.0180741241566,2127.2215379395975,2275.5043052446545,2334.0131233838633,2280.5481102260383,2187.7439085078886,2098.9783507771226,2030.3893442756496,2116.1259551720873,2481.3003490821429,2831.3938925945367,2747.6497884165942,2771.8646923954316,2618.5072812946296,1974.9146317621396,993.82855258696566,309.76993684768291,88.394889005535376,36.12923810708449,13.03338714150617,0]
[87.5,1639.0754311093124,1642.1007218620907,1657.2272589425841,1659.2441410024423,1657.2272589425841,1648.1513200615109,1645.1260181828966,1640.0838607409364,1648.1513200615109,1660.2525829509932,1680.421549934586,1693.5315083418986,1705.6330984165525,1730.8450192058197,1776.2273976626655,1833.7134031046771,1898.2612367205277,2015.2597252933201,2143.3606705495354,2185.7264689469625,2140.3345739099573,2060.6489192955755,1968.8629383413631,1877.0812334106956,1896.2440833351525,2077.7962092756316,2058.6316004112473,1811.5256055730838,1798.4147617028943,1699.5822926190442,1346.6586922581143,751.95858576924502,259.43664870738462,80.351331340225968,33.11558670666593,12.029855959070284,0]
[90,1639.0754311093124,1618.9069691460379,1629.9995923619026,1629.9995923619026,1622.9406415574351,1611.8480666005,1606.806012253599,1601.7639737125119,1607.8144218600987,1617.8985526110023,1637.0585737058739,1646.1344515254048,1656.2188188320179,1676.3877370977445,1713.7008728243975,1753.031813170915,1798.4147617028943,1895.2355074461827,2006.1820083163216,2035.4325756730479,1996.0957042545253,1931.544575057809,1841.7817597850521,1732.8619887894267,1700.5907587595589,1755.0488084043577,1468.660050025401,1169.2221979900869,1126.8832319225462,1031.1224832580795,838.62083198201321,517.21853772302381,201.06247565441669,71.303296239406109,31.106636592896205,11.02640849775289,0]
[92.5,1639.0754311093124,1619.9153863085889,1631.0080164014964,1626.9743239841825,1616.8901367038713,1602.7723801538846,1593.6967450469183,1586.6379534222458,1590.6715448037448,1597.7303542931845,1614.8733067748915,1619.9153863085889,1628.9911689455628,1644.1175854579226,1675.3792854027276,1703.6161607642787,1730.8450192058197,1812.5341359598203,1903.3041295474241,1919.441476119403,1887.1669196612788,1834.7219457534077,1746.9808413915596,1634.0332922559537,1573.5288523154536,1555.3779695551311,1097.6501079302609,826.52786616586718,770.09640604036883,679.41178622263476,547.4374431647625,353.06317597546882,161.82018819187493,66.277097278608665,29.097816174642574,10.023052380778998,0]
[95,1639.0754311093124,1651.1766274877552,1658.2356996661829,1649.1597552543581,1637.0585737058739,1619.9153863085889,1609.8312429682078,1599.7471627328159,1599.7471627328159,1604.789194937694,1619.9153863085889,1623.9490612261534,1628.9911689455628,1639.0754311093124,1664.2863568606779,1677.3961893988017,1695.5484340384025,1762.1083099403497,1837.7475770214191,1843.7988544784041,1811.5256055730838,1763.1168124688832,1676.3877370977445,1567.4785347016514,1495.8849063069583,1447.485509899763,886.99441302859464,661.2762649289582,598.81336201521617,511.17496508518565,404.41781565261778,267.48936407825727,135.66383892015347,62.256411089425562,29.097816174642574,11.02640849775289,0]
[97.5,1639.0754311093124,1620.9238040982657,1624.9574815204433,1611.8480666005,1599.7471627328159,1580.5875855657075,1567.4785347016514,1553.3612178210465,1549.3277222035513,1554.3695933613292,1564.4533846379861,1569.4953046517671,1568.4869193528862,1573.5288523154536,1591.6799442467097,1593.6967450469183,1600.7555679053571,1649.1597552543581,1703.6161607642787,1703.6161607642787,1673.3623838322726,1625.9659024399143,1546.3026073731548,1455.5519651324416,1385.9802839602717,1326.4942162964878,714.67667312976948,552.47409198138303,485.99419058790693,404.41781565261778,317.82405891022592,211.12590005317529,114.54120724389411,55.220845530457993,26.08484865749011,8.016652840637061,0]
[100,1639.0754311093124,1614.8733067748915,1614.8733067748915,1599.7471627328159,1583.6127666073498,1562.436621174744,1547.3109783269385,1530.1687617458649,1526.1353268228436,1527.143684556321,1536.2189340366481,1536.2189340366481,1533.1938449098943,1535.2105703325963,1544.2858674367747,1536.2189340366481,1534.2022072902007,1567.4785347016514,1601.7639737125119,1591.6799442467097,1563.4450025815011,1511.0100409375907,1440.4273984006345,1365.8152238951263,1307.3382477041578,1242.8149673180724,620.97690605782327,487.00139698135308,421.53752081806556,350.04253730445583,272.52243464871941,181.94337791178063,103.4784850535453,52.205871129025049,25.080601549217004,8.016652840637061,0]
[102.5,1639.0754311093124,1614.8733067748915,1614.8733067748915,1596.7219510268928,1576.5540198432063,1554.3695933613292,1535.2105703325963,1517.0601372255874,1508.9933475480118,1507.9850018626923,1515.04343577995,1513.0267370160941,1504.959968849995,1501.9349419116575,1505.9683125132324,1487.8182302094006,1473.7016523162054,1491.8515628113962,1513.0267370160941,1495.8849063069583,1460.593522346878,1408.1621884105498,1347.6669240119957,1287.1743732541738,1243.8231182793565,1181.3193292356812,563.55488026541718,445.70769278718001,387.29883465531185,319.83762149017559,248.36457445281798,166.85076266433626,96.439178946735424,50.19598424777044,23.072229545451361,8.016652840637061,0]
[105,1639.0754311093124,1619.9153863085889,1616.8901367038713,1599.7471627328159,1574.5372408463463,1546.3026073731548,1526.1353268228436,1506.9766568509476,1495.8849063069583,1489.834895146864,1493.8682331993175,1492.8598976651629,1481.7682517963594,1471.685009328937,1470.6766888703037,1442.4439981679486,1415.2201405678286,1422.2781278895166,1430.3444419494335,1405.1373625798565,1366.8234698708777,1314.3956774101373,1260.9618089825374,1214.5870745396398,1179.3031320662135,1124.8671298555184,509.16045669356748,411.46702004179934,359.10453055246012,299.70257913018418,232.26062580560185,154.77764754354726,90.405895411488231,46.176455080303917,24.076394620737908,7.0136346326260179,0]
[107.5,1639.0754311093124,1624.9574815204433,1617.8985526110023,1594.7051464033593,1570.5036905978784,1539.2440291144057,1517.0601372255874,1494.8765694134015,1481.7682517963594,1472.6933304777274,1475.7182980603359,1470.6766888703037,1456.5602751816705,1444.4606007517443,1430.3444419494335,1396.0629241738613,1363.7987341748062,1355.7328051232605,1353.716330339915,1322.4613577025991,1280.1170914954396,1229.7090794083842,1183.3355298428294,1143.0121776447149,1111.7625547001749,1068.4177617813787,467.86483635338556,376.22224775081384,338.96708669873658,285.60884857740479,224.20906517072982,145.72342504642882,86.383928307687412,44.166819783667599,21.064032395764698,7.0136346326260179,0]
[110,1639.0754311093124,1627.9827461528605,1616.8901367038713,1590.6715448037448,1564.4533846379861,1534.2022072902007,1512.0183886409504,1485.8015680026933,1470.6766888703037,1458.5768973715776,1456.5602751816705,1449.5021195076226,1433.3693214517562,1414.2118595312106,1395.054656870223,1356.7410436388031,1319.4367218177815,1304.3136466121296,1293.223502678904,1257.937317151861,1213.5789475434437,1163.1736791750855,1119.8268904951999,1082.5298304583089,1052.2899114552088,1006.9316688518034,399.38274468962521,341.98762877226108,315.81050907438771,270.50919518025506,212.13226923574965,136.66976487929523,81.356733631351972,42.157275863478645,21.064032395764698,7.0136346326260179,0]
[112.5,1639.0754311093124,1618.9069691460379,1605.7976032793329,1578.5708014174231,1547.3109783269385,1516.0517861677681,1490.8432286384764,1463.6184650240459,1446.4772061481001,1430.3444419494335,1423.2864146530021,1416.2284223220859,1397.0711922049652,1375.8977170220621,1354.7245673567784,1315.4038847488816,1269.0271559147989,1247.85573028107,1228.7009399454205,1194.4246943704641,1152.0848097396088,1105.7143411803265,1062.3697892092532,1028.0986001751089,995.84440545096857,953.51236434235159,355.07694944629657,310.77669077501207,292.65562908951142,254.40382792207021,197.0372454153181,130.63432201828778,76.329849463361882,40.147827669756929,18.052101952375242,6.010760193776199,0]
[115,1639.0754311093124,1629.9995923619026,1615.8817214250384,1585.6295571764856,1554.3695933613292,1519.0768413494509,1492.8598976651629,1462.6101501037324,1440.4273984006345,1424.2947021300658,1414.2118595312106,1403.1208156390885,1385.9802839602717,1360.7740051805092,1334.559970193191,1292.2153124748895,1242.8149673180724,1212.5708213838691,1190.3922589553699,1155.1090363270444,1114.7866737978545,1071.4417609051841,1031.1224832580795,998.86819238794283,962.58336073208568,923.27633700149374,328.89880868463291,290.64224575128782,275.54232167620648,241.3189644239616,186.97453299484269,125.60499860335548,75.324511642000047,40.147827669756929,19.056026783849234,5.0080536687636448,0]
[117.5,1639.0754311093124,1626.9743239841825,1608.8228320984331,1576.5540198432063,1544.2858674367747,1507.9850018626923,1479.7515978041567,1445.4689030985978,1421.2698418401155,1402.1125432541658,1385.9802839602717,1372.87296130921,1355.7328051232605,1328.5106501890004,1299.2726603707636,1252.8965135862265,1200.4733729791378,1167.2060215705862,1142.0041118423874,1105.7143411803265,1068.4177617813787,1028.0986001751089,989.79685912166553,957.54390769882389,926.29989574785589,881.95537282916689,310.77669077501207,269.50258105221343,256.41694440954058,223.20264019194434,173.89382052669683,116.55272914527278,71.303296239406109,37.13384546983891,16.044422974417238,6.010760193776199,0]
[120,1639.0754311093124,1610.8396544690274,1591.6799442467097,1556.3863464020239,1521.0935481479901,1482.7765798208968,1451.5187319182774,1416.2284223220859,1389.0050683546133,1367.8317165896251,1350.6916237926162,1334.559970193191,1317.4203017417269,1288.1825595230227,1257.937317151861,1209.546447931808,1155.1090363270444,1117.8108010909987,1093.6180134733102,1060.3538059858045,1025.0747259772024,984.75726536836657,953.51236434235159,938.39422900883744,894.04911731734217,851.72174146906048,297.68914776956171,251.38418306924891,238.29947983255269,203.07512106555058,158.80191819600202,107.50116269711758,66.277097278608665,35.124658653290489,15.040675804218308,5.0080536687636448,0]
[122.5,1639.0754311093124,1632.0164410639579,1612.8564793622302,1572.5204644301359,1536.2189340366481,1495.8849063069583,1460.593522346878,1423.2864146530021,1396.0629241738613,1367.8317165896251,1347.6669240119957,1328.5106501890004,1307.3382477041578,1278.1007324082996,1244.8312700569572,1196.4409171809359,1135.9557357237859,1092.6099921774353,1068.4177617813787,1036.1623080703848,1002.8999225239919,964.5991493330996,930.33132274107584,903.11953305778582,873.8929684029963,834.58982389522112,295.67573001326275,239.30597047327453,219.17698581717505,187.9807803590999,146.72942263482432,102.47283981975923,63.261558950597731,32.111095952304076,14.036995597894803,6.010760193776199,0]
[125,1639.0754311093124,1618.9069691460379,1594.7051464033593,1555.3779695551311,1516.0517861677681,1470.6766888703037,1435.3859113303176,1397.0711922049652,1366.8234698708777,1336.5764162881019,1311.3710600317036,1288.1825595230227,1266.0026447966725,1272.0516742341567,1199.4652577592099,1149.0605910828374,1083.5378424249502,1043.2181039227637,1017.011105086951,984.75726536836657,950.48871799615188,914.20572024248941,882.96317857335953,853.73728395177477,826.52786616586718,785.21158272846617,283.5955144338393,219.17698581717505,196.03095062626178,166.85076266433626,131.64021015674211,91.411415436090294,57.230920419256371,31.106636592896205,13.03338714150617,4.0055490228453374,0]
[127.5,1639.0754311093124,1600.7555679053571,1571.5120771908057,1532.1854831921119,1491.8515628113962,1447.485509899763,1411.187020732295,1371.8647108836617,1338.5928654221241,1308.3464496224353,1280.1170914954396,1253.9046726811175,1230.7172196970171,1200.4733729791378,1162.1655957563262,1111.7625547001749,1043.2181039227637,1001.8919884694633,975.68606162866456,942.42570813372254,909.16652750170431,874.90076490654008,842.65185942550795,813.42735274831409,783.19620891882039,742.8898388818767,285.60884857740479,204.08145125625859,180.93716345181977,150.7534814279953,120.57587641098782,86.383928307687412,54.215835334169334,27.089134400918912,12.029855959070284,4.0055490228453374,0]
[130,1639.0754311093124,1631.0080164014964,1602.7723801538846,1560.4198603120992,1518.0684889529637,1469.6683691022997,1432.3610275750814,1389.0050683546133,1352.7080940732289,1317.4203017417269,1287.1743732541738,1256.929154821795,1226.6846634991973,1193.4165842398838,1155.1090363270444,1100.6741884862965,1032.1304462556957,988.78893831612163,957.54390769882389,924.28418881946754,889.01003712505587,855.75283118813752,825.52012695763631,796.29623070059233,762.03509929357801,723.74507141792458,291.64893568472075,195.02466099770112,169.86918038037837,137.67569823504508,114.54120724389411,84.37301438003783,52.205871129025049,28.093457349309364,13.03338714150617,5.0080536687636448,0]
[132.5,1639.0754311093124,1621.9322225146773,1587.6463503082571,1546.3026073731548,1500.9266009508469,1451.5187319182774,1410.1787425713437,1366.8234698708777,1330.5270871390355,1289.1907465801335,1254.912832585775,1224.6683903637727,1192.4084749600293,1158.1332708244204,1116.8027577507125,1060.3538059858045,989.79685912166553,947.465081258998,915.2135621254165,881.95537282916689,847.6906708095355,815.44280271612445,783.19620891882039,752.96623108109668,714.67667312976948,679.41178622263476,306.74969472040391,181.94337791178063,155.78370551195141,130.63432201828778,105.48980471856567,78.340564620239888,48.186177781824156,25.080601549217004,12.029855959070284,4.0055490228453374,0]
[135,1639.0754311093124,1595.7135483968173,1563.4450025815011,1520.0851944146068,1473.7016523162054,1422.2781278895166,1380.9389912984341,1334.559970193191,1296.2480779996804,1257.937317151861,1223.660255039309,1189.3841522320038,1156.117113614974,1113.7786331869247,1070.4337602486919,1016.0031569562071,952.50448116116092,907.15085820945785,874.90076490654008,839.62858703182133,802.34246743205267,770.09640604036883,738.85932012952514,704.6008099179503,666.3138604664249,630.04403985316117,308.76318618903616,164.83851443258101,144.71743439597881,118.56428573008029,95.433604846914434,72.308579335641099,43.162036139125405,24.076394620737908,11.02640849775289,2.001386774925161,0]
[137.5,1639.0754311093124,1634.0332922559537,1598.7387581952937,1551.3444687027222,1501.9349419116575,1446.4772061481001,1402.1125432541658,1353.716330339915,1313.3874708439646,1274.0680237726388,1234.7497890947386,1196.4409171809359,1157.1251917810205,1110.7545168260053,1064.3857762544767,1010.9634313066751,948.4729591018255,901.10387721829318,862.80728378953188,823.50465222952312,785.21158272846617,750.95094180631554,719.71465807976961,685.45706810466959,642.13375404750673,603.8504602244393,304.73621645504568,158.80191819600202,134.65792041235557,111.52399075900288,92.416946510646028,69.292772726876819,41.152539512670401,23.072229545451361,11.02640849775289,3.0032976479526123,0]
[140,1639.0754311093124,1600.7555679053571,1559.4114808570475,1515.04343577995,1465.63509694606,1413.2035792127422,1366.8234698708777,1318.4285113946478,1276.084376499027,1236.7660787301068,1195.4328053510533,1155.1090363270444,1115.7947153193904,1064.3857762544767,1018.0190542156654,969.63863922794894,909.16652750170431,857.76838316697331,816.45052956695815,777.15011862876509,741.88220714112128,707.62355386056902,674.37409234918084,640.11878577395669,592.76890006969472,528.29860353797324,293.66232595374214,145.72342504642882,124.59915780868042,102.47283981975923,82.362148335243674,60.246164270520133,37.13384546983891,20.060004479273225,8.016652840637061,3.0032976479526123,0]
[142.5,1639.0754311093124,1609.8312429682078,1565.4617673437849,1519.0768413494509,1469.6683691022997,1414.2118595312106,1367.8317165896251,1315.4038847488816,1274.0680237726388,1228.7009399454205,1188.3760463622414,1146.0363803775579,1099.6661607109011,1049.2659668965161,1002.8999225239919,948.4729591018255,889.01003712505587,835.59757409714064,791.25773511047908,753.97387774006802,721.72986193823385,682.43442047637177,648.17869668861317,611.90990452585947,560.5328253292854,516.21127069520219,264.46956703503446,141.69950455700601,119.57007684445347,96.439178946735424,77.335200513321496,56.225874000831865,36.12923810708449,19.056026783849234,6.010760193776199,1,0]
[145,1639.0754311093124,1609.8312429682078,1563.4450025815011,1517.0601372255874,1463.6184650240459,1408.1621884105498,1358.757522914859,1305.3218461984061,1261.9699745374417,1215.5952023717614,1173.2545612426522,1126.8832319225462,1079.50580018799,1031.1224832580795,980.72560891008311,926.29989574785589,867.84621381082877,812.4196296344146,767.07340608364041,723.74507141792458,690.4948437134459,657.24621608837697,620.97690605782327,583.70232280039875,536.35697932476273,473.90787777004903,230.24770912114909,134.65792041235557,115.54696382165466,92.416946510646028,72.308579335641099,51.200917835379968,33.11558670666593,18.052101952375242,6.010760193776199,2.001386774925161,0]
[147.5,1639.0754311093124,1601.7639737125119,1556.3863464020239,1505.9683125132324,1453.5353471278422,1396.0629241738613,1346.6586922581143,1291.2071230566803,1244.8312700569572,1197.4490298593973,1152.0848097396088,1102.6902468030191,1058.3378265913834,1009.955489184565,959.55968574044186,904.1273626634927,844.66738037710456,794.28082863136376,741.88220714112128,695.5326560411628,660.26875041270193,625.00672708558386,592.76890006969472,562.54752681690172,515.20400563086378,451.75044323818958,200.05616048375992,133.65200941145397,114.54120724389411,91.411415436090294,70.298027302456234,48.186177781824156,30.102209640499385,18.052101952375242,5.0080536687636448,0,0]
[150,1639.0754311093124,1584.6211615713846,1537.2272984019205,1481.7682517963594,1433.3693214517562,1373.881212474487,1323.4695712007247,1266.0026447966725,1217.6114605410178,1168.2141093458158,1121.8429835254665,1072.4497625090453,1028.0986001751089,979.71769737990815,928.31560705822335,872.88517306050676,817.45825766036501,764.05041802849428,710.64631070258758,659.26123743228948,622.99181331659202,589.74669214800133,564.56223551278072,540.38621268984684,496.0663476570511,445.70769278718001,179.93095458195256,129.62844161748095,118.56428573008029,94.428041332223657,71.303296239406109,47.181305740243346,26.08484865749011,16.044422974417238,4.0055490228453374,0,0]
[152.5,1639.0754311093124,1567.4785347016514,1519.0768413494509,1464.6267806383148,1411.187020732295,1354.7245673567784,1302.2972497757735,1245.8394226502153,1195.4328053510533,1146.0363803775579,1097.6501079302609,1045.2340543655314,1002.8999225239919,953.51236434235159,901.10387721829318,847.6906708095355,796.29623070059233,739.86694776308775,687.47217392475886,636.08886825596176,593.77630613486906,558.51813107578766,538.37159224165714,525.27674417612116,492.03746007824526,432.61534908352962,173.89382052669683,139.68758692140284,128.62256901424442,112.5297206338733,80.351331340225968,45.171626266426578,25.080601549217004,15.040675804218308,5.0080536687636448,0,0]
[155,1639.0754311093124,1566.4701506984791,1516.0517861677681,1462.6101501037324,1410.1787425713437,1350.6916237926162,1297.2562713408183,1240.7986678470982,1189.3841522320038,1136.9637961806482,1084.545855328405,1069.4257605404598,990.80478095256092,939.40209717084554,889.01003712505587,836.60532551321876,784.20389517686067,729.79073342857248,677.39670417975822,626.01418640486224,583.70232280039875,549.45209715999101,525.27674417612116,508.15320548172508,482.97258393675241,419.52340124922512,176.9123618266558,150.7534814279953,145.72342504642882,136.66976487929523,104.48414005107793,48.186177781824156,24.076394620737908,12.029855959070284,3.0032976479526123,0,0]
[157.5,1639.0754311093124,1562.436621174744,1511.0100409375907,1456.5602751816705,1402.1125432541658,1341.6175448114911,1289.1907465801335,1230.7172196970171,1177.2869383402924,1124.8671298555184,1071.4417609051841,1021.0429075797676,972.66234573309464,922.26848628259552,866.83842546287576,818.46598699481831,769.08873806861379,719.71465807976961,666.3138604664249,612.91734254867754,576.65063763657156,542.40084064130906,504.12422061952947,480.95818998708097,458.80042075130535,399.38274468962521,187.9807803590999,161.82018819187493,164.83851443258101,160.81409189195779,131.64021015674211,57.230920419256371,24.076394620737908,12.029855959070284,2.001386774925161,0,0]
[160,1639.0754311093124,1554.3695933613292,1502.9432835487548,1445.4689030985978,1392.0298593293548,1331.5353067591789,1278.1007324082996,1218.6195908767722,1164.1817634666452,1108.7384438202087,1056.3218510332676,1004.9157936679831,954.52024858783284,903.11953305778582,853.73728395177477,803.35017798856984,753.97387774006802,711.6538991736503,660.26875041270193,610.90246816001093,573.62851316240085,525.27674417612116,484.98698627977393,448.72905785103239,422.54458421059621,386.29185899410305,217.16418624552571,176.9123618266558,182.94959793098093,178.92475133337754,150.7534814279953,69.292772726876819,24.076394620737908,12.029855959070284,2.001386774925161,0,0]
[162.5,1639.0754311093124,1578.5708014174231,1526.1353268228436,1466.6434139468058,1409.1704651305902,1347.6669240119957,1353.716330339915,1230.7172196970171,1175.2707480638032,1118.8188453394343,1062.3697892092532,1010.9634313066751,958.55179619027911,903.11953305778582,852.72951211551185,801.33475813991458,755.98917509219189,715.68426728943632,671.35149405270056,635.08139285545383,588.73929294176708,531.32048016773717,472.90069882800782,426.57286170170653,406.43186161691915,383.27094777186403,239.30597047327453,198.04354533856682,200.05616048375992,200.05616048375992,162.82629074089672,85.378465429273547,24.076394620737908,11.02640849775289,2.001386774925161,0,0]
[165,1639.0754311093124,1549.3277222035513,1496.8932438795296,1437.402504039183,1379.9307349701794,1320.4449330105424,1264.9944760272024,1206.5220820343841,1150.0686630859591,1092.6099921774353,1036.1623080703848,984.75726536836657,932.34704278695699,876.91636139145783,827.53560660155279,779.16547685559692,734.82882334190344,695.5326560411628,659.26123743228948,629.03657407058643,582.69493397084909,518.22580671051151,443.69346076982475,403.41079642490519,385.28488595522572,347.02192467364125,239.30597047327453,207.1004714754566,204.08145125625859,193.0120973286374,161.82018819187493,89.400386559498514,21.064032395764698,8.016652840637061,0,0,0]
[167.5,1639.0754311093124,1580.5875855657075,1525.1269697549496,1462.6101501037324,1404.1290887478256,1341.6175448114911,1284.1498191833634,1220.6358540470935,1164.1817634666452,1106.7223744766704,1051.2819289698355,996.85233341219282,941.4178367344432,885.98660269562492,835.59757409714064,786.21927157197922,742.8898388818767,704.6008099179503,675.38162812523888,640.11878577395669,593.77630613486906,519.23307765386471,452.75757619336599,409.45294924287418,385.28488595522572,334.93973913680242,248.36457445281798,216.15779343785601,200.05616048375992,180.93716345181977,146.72942263482432,87.389402877861457,18.052101952375242,6.010760193776199,0,0,0]
[170,1639.0754311093124,1573.5288523154536,1514.0350860625763,1452.5270391734393,1395.054656870223,1331.5353067591789,1275.0761997376587,1212.5708213838691,1155.1090363270444,1094.6260356973835,1040.1941855580774,985.76518206204776,928.31560705822335,874.90076490654008,824.51238897835572,776.14244147242925,734.82882334190344,698.55536095230354,671.35149405270056,629.03657407058643,579.67277793349717,498.08080372144371,448.72905785103239,408.44591755181006,378.23614868748763,324.871583172518,250.37764281601082,213.13864318787526,190.99955462404839,162.82629074089672,128.62256901424442,76.329849463361882,16.044422974417238,7.0136346326260179,1,0,0]
[172.5,1639.0754311093124,1573.5288523154536,1516.0517861677681,1452.5270391734393,1396.0629241738613,1332.5435271419701,1274.0680237726388,1211.5626960616064,1154.1009599179961,1093.6180134733102,1036.1623080703848,980.72560891008311,925.29204173531855,869.86179401276763,818.46598699481831,771.104075329338,746.92037948002371,697.5477911939663,668.32890935113085,620.97690605782327,560.5328253292854,481.96538591056179,433.62243854303483,400.38975383450293,376.22224775081384,307.75643880970762,243.33197514986256,208.10682135074404,188.98703310439885,157.79584087948061,121.58168435931715,76.329849463361882,16.044422974417238,7.0136346326260179,1,0,0]
[175,1639.0754311093124,1574.5372408463463,1518.0684889529637,1454.543655781004,1397.0711922049652,1335.5681928604727,1277.0925540561173,1214.5870745396398,1157.1251917810205,1096.6420829267092,1039.1862147201346,981.73352147507615,926.29989574785589,871.87737888041204,822.49691671264225,774.1270910823755,734.82882334190344,703.5932314798099,677.39670417975822,628.02910989995701,563.55488026541718,482.97258393675241,428.5870147208546,392.33375205940774,370.18060979006805,291.64893568472075,233.2670906927834,203.07512106555058,180.93716345181977,152.76555124800095,121.58168435931715,82.362148335243674,18.052101952375242,8.016652840637061,1,0,0]
[177.5,1639.0754311093124,1591.6799442467097,1535.2105703325963,1470.6766888703037,1412.1952996129335,1348.6751565194156,1291.2071230566803,1227.6928013087979,1171.2383778827652,1108.7384438202087,1050.2739474499635,992.82062768624883,937.38636192823219,884.97879350789503,835.59757409714064,786.21927157197922,744.90510645760855,714.67667312976948,688.47972904866845,642.13375404750673,573.62851316240085,494.05189976489993,435.63662446655979,395.35473353973106,367.1598276496963,277.55559808638526,226.22192864759808,198.04354533856682,172.88765168108893,144.71743439597881,115.54696382165466,76.329849463361882,18.052101952375242,7.0136346326260179,2.001386774925161,0,0]
[180,1639.0754311093124,1600.7555679053571,1544.2858674367747,1479.7515978041567,1423.2864146530021,1359.7657636742626,1300.2808560583592,1236.7660787301068,1180.3112302208708,1115.7947153193904,1059.3458158095118,999.87612340042017,943.43358060979006,892.03348182666912,839.62858703182133,790.25003983212787,750.95094180631554,722.73746597640445,694.5250906509001,647.1712023231205,570.60640459417959,492.03746007824526,437.65081969353872,396.36173249989935,363.13215678677932,259.43664870738462,219.17698581717505,190.99955462404839,162.82629074089672,134.65792041235557,85.378465429273547,31.106636592896205,11.02640849775289,7.0136346326260179,2.001386774925161,0,0]
[null,"C - HPS 100W Type III Med"]
[null,"Generic"]
[null,"HPS"]
[null,"NA"]
[null,130]
[null,"TYPE III, MEDIUM, CUTOFF"]
[]
[null,73]
[null,73]
[null,0,2.5,5,7.5,10,12.5,15,17.5,20,22.5,25,27.5,30,32.5,35,37.5,40,42.5,45,47.5,50,52.5,55,57.5,60,62.5,65,67.5,70,72.5,75,77.5,80,82.5,85,87.5,90,92.5,95,97.5,100,102.5,105,107.5,110,112.5,115,117.5,120,122.5,125,127.5,130,132.5,135,137.5,140,142.5,145,147.5,150,152.5,155,157.5,160,162.5,165,167.5,170,172.5,175,177.5,180]
[0,978.70978688561252,981.73352147507615,1012.9793185616809,1244.8312700569572,1624.9574815204433,1861.9528056326203,1928.5187932018594,1813.5426669071608,1576.5540198432063,1327.5024328602644,1276.084376499027,1236.7660787301068,1191.4003665316188,1172.2464691296789,1173.2545612426522,1175.2707480638032,1197.4490298593973,1209.546447931808,1249.872041166662,1294.2316936681152,1295.2398854419098,1357.7492829028563,1390.0133312824107,1488.826562337018,1409.1704651305902,1401.1042715935748,1270.0353278886269,1026.0826830543308,750.95094180631554,354.07006128064398,109.51255827368547,80.351331340225968,65.271902290436884,49.191070759971105,42.157275863478645,31.106636592896205,15.040675804218308,10.023052380778998,9.0197967621976929,9.0197967621976929,7.0136346326260179,5.0080536687636448,5.0080536687636448,4.0055490228453374,4.0055490228453374,3.0032976479526123,1,0,0,0,0,0,0,0,0,0,0,0,0,0,0,0,0,0,0,0,0,0,0,0,0,0,0]
[2.5,978.70978688561252,985.76518206204776,1035.15434114499,1311.3710600317036,1612.8564793622302,1838.7561218836893,1928.5187932018594,1802.448857371257,1503.9516258616848,1276.084376499027,1217.6114605410178,1184.3436314337064,1163.1736791750855,1144.0202443352066,1136.9637961806482,1158.1332708244204,1240.7986678470982,1235.7579335016051,1267.0108143681848,1283.1416360737333,1307.3382477041578,1390.0133312824107,1422.2781278895166,1477.7349465575696,1408.1621884105498,1382.9555061606618,1261.9699745374417,1032.1304462556957,692.5099642532108,311.78344796045536,104.48414005107793,83.367575300668861,58.235984471133037,48.186177781824156,38.138479987815508,26.08484865749011,17.048232921663399,9.0197967621976929,8.016652840637061,9.0197967621976929,6.010760193776199,5.0080536687636448,4.0055490228453374,4.0055490228453374,4.0055490228453374,3.0032976479526123,1,0,0,0,0,0,0,0,0,0,0,0,0,0,0,0,0,0,0,0,0,0,0,0,0,0,0]
[5,978.70978688561252,996.85233341219282,1047.2500086926027,1293.223502678904,1507.9850018626923,1702.6076928325283,1755.0488084043577,1666.3032474796319,1457.5685859282098,1261.9699745374417,1224.6683903637727,1223.660255039309,1214.5870745396398,1199.4652577592099,1224.6683903637727,1248.8638853173522,1296.2480779996804,1239.7905193387353,1285.1580030837267,1292.2153124748895,1391.0215949408339,1441.435697931985,1565.4617673437849,1599.7471627328159,1589.6631459994105,1522.1019025491566,1377.9142245220639,1119.8268904951999,749.94329919411564,337.96024530447613,110.51826994484387,86.383928307687412,63.261558950597731,48.186177781824156,34.120107905260866,33.11558670666593,23.072229545451361,13.03338714150617,10.023052380778998,10.023052380778998,6.010760193776199,5.0080536687636448,5.0080536687636448,4.0055490228453374,4.0055490228453374,3.0032976479526123,2.001386774925161,0,0,0,0,0,0,0,0,0,0,0,0,0,0,0,0,0,0,0,0,0,0,0,0,0,0]
[7.5,978.70978688561252,992.82062768624883,1034.1463752001064,1230.7172196970171,1382.9555061606618,1566.4701506984791,1602.7723801538846,1574.5372408463463,1461.6018358778508,1307.3382477041578,1271.0435006619564,1234.7497890947386,1192.4084749600293,1169.2221979900869,1208.5383251256644,1229.7090794083842,1244.8312700569572,1239.7905193387353,1273.0598486045944,1263.9863080604141,1362.7904904313311,1453.5353471278422,1589.6631459994105,1678.4046423055361,1653.1935021822549,1610.8396544690274,1421.2698418401155,1153.0928843885954,770.09640604036883,431.60826196609258,218.17058371244863,93.422488515161888,66.277097278608665,44.166819783667599,35.124658653290489,29.097816174642574,22.068108142325048,15.040675804218308,12.029855959070284,10.023052380778998,7.0136346326260179,5.0080536687636448,5.0080536687636448,4.0055490228453374,4.0055490228453374,3.0032976479526123,2.001386774925161,0,0,0,0,0,0,0,0,0,0,0,0,0,0,0,0,0,0,0,0,0,0,0,0,0,0]
[10,978.70978688561252,988.78893831612163,1021.0429075797676,1192.4084749600293,1327.5024328602644,1530.1687617458649,1610.8396544690274,1597.7303542931845,1500.9266009508469,1357.7492829028563,1287.1743732541738,1227.6928013087979,1190.3922589553699,1160.1494315402317,1186.3598371864221,1234.7497890947386,1318.4285113946478,1280.1170914954396,1343.6340015233225,1341.6175448114911,1375.8977170220621,1429.3361502014563,1586.6379534222458,1685.4638295811908,1686.4722873203068,1616.8901367038713,1419.2532718855859,1112.770593487423,792.26543167088664,476.92942740841636,236.28651130948512,94.428041332223657,65.271902290436884,46.176455080303917,34.120107905260866,25.080601549217004,24.076394620737908,20.060004479273225,17.048232921663399,11.02640849775289,7.0136346326260179,4.0055490228453374,5.0080536687636448,4.0055490228453374,4.0055490228453374,2.001386774925161,2.001386774925161,0,0,0,0,0,0,0,0,0,0,0,0,0,0,0,0,0,0,0,0,0,0,0,0,0,0]
[12.5,978.70978688561252,986.77309978526648,1016.0031569562071,1178.2950347724434,1346.6586922581143,1551.3444687027222,1684.4553724448606,1659.2441410024423,1522.1019025491566,1377.9142245220639,1286.1661877742031,1224.6683903637727,1194.4246943704641,1154.1009599179961,1207.5302031596229,1252.8965135862265,1318.4285113946478,1329.5188682821172,1395.054656870223,1359.7657636742626,1425.3029903202066,1512.0183886409504,1646.1344515254048,1784.2954981868616,1813.5426669071608,1725.8026055254718,1526.1353268228436,1138.979919772223,807.3810328268321,587.73189545758112,294.66902626557766,93.422488515161888,66.277097278608665,47.181305740243346,32.111095952304076,25.080601549217004,22.068108142325048,17.048232921663399,17.048232921663399,15.040675804218308,7.0136346326260179,5.0080536687636448,4.0055490228453374,3.0032976479526123,4.0055490228453374,2.001386774925161,2.001386774925161,0,0,0,0,0,0,0,0,0,0,0,0,0,0,0,0,0,0,0,0,0,0,0,0,0,0]
[15,978.70978688561252,997.86026239152636,1020.0349554630559,1190.3922589553699,1405.1373625798565,1581.5959786041019,1690.5061242974168,1645.1260181828966,1545.2942370762919,1405.1373625798565,1289.1907465801335,1237.7742247795727,1212.5708213838691,1180.3112302208708,1231.7253608106423,1282.1334537554555,1361.7822474330501,1379.9307349701794,1410.1787425713437,1396.0629241738613,1484.7932379245299,1585.6295571764856,1793.3721548322997,1930.5359805793269,2010.2165441400143,1962.811263503067,1717.7347742684135,1282.1334537554555,888.00222450550336,617.9545574224918,314.80373896081153,90.405895411488231,67.282307497705418,49.191070759971105,32.111095952304076,25.080601549217004,22.068108142325048,17.048232921663399,15.040675804218308,17.048232921663399,10.023052380778998,5.0080536687636448,3.0032976479526123,3.0032976479526123,2.001386774925161,2.001386774925161,2.001386774925161,0,0,0,0,0,0,0,0,0,0,0,0,0,0,0,0,0,0,0,0,0,0,0,0,0,0]
[17.5,978.70978688561252,984.75726536836657,1002.8999225239919,1176.2788427705009,1414.2118595312106,1504.959968849995,1574.5372408463463,1577.5624103083503,1517.0601372255874,1364.8069786629198,1286.1661877742031,1245.8394226502153,1206.5220820343841,1178.2950347724434,1226.6846634991973,1309.3546523168495,1415.2201405678286,1419.2532718855859,1464.6267806383148,1435.3859113303176,1456.5602751816705,1579.579193170011,1768.1593337492909,1923.4758339847333,2015.2597252933201,1892.2097829975603,1653.1935021822549,1243.8231182793565,921.26063666397067,634.07391905157954,313.79697206375391,92.416946510646028,68.287532720608553,51.200917835379968,34.120107905260866,24.076394620737908,19.056026783849234,15.040675804218308,14.036995597894803,12.029855959070284,10.023052380778998,8.016652840637061,4.0055490228453374,2.001386774925161,1,1,1,0,0,0,0,0,0,0,0,0,0,0,0,0,0,0,0,0,0,0,0,0,0,0,0,0,0]
[20,978.70978688561252,985.76518206204776,994.83647850888315,1153.0928843885954,1358.757522914859,1417.236704793469,1487.8182302094006,1524.1186133530769,1502.9432835487548,1401.1042715935748,1345.6504612583315,1260.9618089825374,1218.6195908767722,1203.4977237104949,1230.7172196970171,1333.5517482868315,1391.0215949408339,1411.187020732295,1459.5852095112941,1440.4273984006345,1430.3444419494335,1503.9516258616848,1678.4046423055361,1860.9442481358299,2117.1346421175112,2233.136786771614,1979.9577237667249,1427.3195688376973,947.465081258998,651.20118916201011,317.82405891022592,93.422488515161888,67.282307497705418,51.200917835379968,36.12923810708449,24.076394620737908,17.048232921663399,15.040675804218308,14.036995597894803,13.03338714150617,8.016652840637061,6.010760193776199,3.0032976479526123,1,2.001386774925161,1,1,0,0,0,0,0,0,0,0,0,0,0,0,0,0,0,0,0,0,0,0,0,0,0,0,0,0]
[22.5,978.70978688561252,976.6939690089232,982.74143507382496,1123.8590801752944,1293.223502678904,1329.5188682821172,1409.1704651305902,1460.593522346878,1518.0684889529637,1446.4772061481001,1338.5928654221241,1279.1089115549482,1226.6846634991973,1206.5220820343841,1247.85573028107,1313.3874708439646,1410.1787425713437,1480.7599244572896,1438.4108014537403,1446.4772061481001,1476.7266219650498,1644.1175854579226,1776.2273976626655,1887.1669196612788,2073.7615400479999,2132.2650037833255,1881.1155014307371,1381.9472483621071,935.3706310158758,660.26875041270193,326.88518973280463,92.416946510646028,68.287532720608553,50.19598424777044,36.12923810708449,26.08484865749011,17.048232921663399,14.036995597894803,14.036995597894803,12.029855959070284,7.0136346326260179,5.0080536687636448,4.0055490228453374,3.0032976479526123,3.0032976479526123,1,0,0,0,0,0,0,0,0,0,0,0,0,0,0,0,0,0,0,0,0,0,0,0,0,0,0,0]
[25,978.70978688561252,976.6939690089232,981.73352147507615,1106.7223744766704,1253.9046726811175,1297.2562713408183,1348.6751565194156,1455.5519651324416,1554.3695933613292,1472.6933304777274,1367.8317165896251,1289.1907465801335,1254.912832585775,1218.6195908767722,1272.0516742341567,1350.6916237926162,1406.1456371346665,1468.660050025401,1424.2947021300658,1468.660050025401,1521.0935481479901,1627.9827461528605,1695.5484340384025,1791.3551160479287,1996.0957042545253,2118.1433295430343,1924.4844247725937,1424.2947021300658,971.654442519893,674.37409234918084,308.76318618903616,100.46157902783952,73.313876394686872,53.210843750071625,36.12923810708449,26.08484865749011,21.064032395764698,14.036995597894803,11.02640849775289,10.023052380778998,8.016652840637061,5.0080536687636448,3.0032976479526123,3.0032976479526123,2.001386774925161,1,1,0,0,0,0,0,0,0,0,0,0,0,0,0,0,0,0,0,0,0,0,0,0,0,0,0,0]
[27.5,978.70978688561252,983.74934970527374,985.76518206204776,1104.7063088020459,1228.7009399454205,1285.1580030837267,1328.5106501890004,1488.826562337018,1554.3695933613292,1493.8682331993175,1409.1704651305902,1353.716330339915,1281.1252722291497,1258.9454802891037,1325.4860004982527,1358.757522914859,1381.9472483621071,1478.7432718374282,1469.6683691022997,1506.9766568509476,1529.1604020182688,1656.2188188320179,1611.8480666005,1750.0063246685534,1945.6649528760877,2133.2736983830673,1898.2612367205277,1352.7080940732289,895.0569367657157,621.98435887211519,325.87838489895006,115.54696382165466,76.329849463361882,55.220845530457993,38.138479987815508,26.08484865749011,20.060004479273225,16.044422974417238,11.02640849775289,10.023052380778998,8.016652840637061,7.0136346326260179,5.0080536687636448,4.0055490228453374,3.0032976479526123,2.001386774925161,0,0,0,0,0,0,0,0,0,0,0,0,0,0,0,0,0,0,0,0,0,0,0,0,0,0,0]
[30,978.70978688561252,973.67024998967611,975.68606162866456,1095.6340588487997,1202.4896059554876,1284.1498191833634,1304.3136466121296,1469.6683691022997,1511.0100409375907,1511.0100409375907,1449.5021195076226,1385.9802839602717,1251.8883553017529,1289.1907465801335,1360.7740051805092,1354.7245673567784,1401.1042715935748,1525.1269697549496,1460.593522346878,1513.0267370160941,1484.7932379245299,1644.1175854579226,1728.8280519702566,1801.4403326077718,2105.0304305244067,2398.5762770867805,2148.4041744305805,1423.2864146530021,943.43358060979006,710.64631070258758,329.90562278367804,118.56428573008029,79.345941616877255,58.235984471133037,42.157275863478645,28.093457349309364,19.056026783849234,14.036995597894803,13.03338714150617,10.023052380778998,7.0136346326260179,6.010760193776199,6.010760193776199,5.0080536687636448,4.0055490228453374,2.001386774925161,1,0,0,0,0,0,0,0,0,0,0,0,0,0,0,0,0,0,0,0,0,0,0,0,0,0,0]
[32.5,978.70978688561252,983.74934970527374,985.76518206204776,1104.7063088020459,1212.5708213838691,1292.2153124748895,1319.4367218177815,1441.435697931985,1528.152042954941,1572.5204644301359,1506.9766568509476,1386.9885446930134,1311.3710600317036,1337.5846404755096,1370.8564611983852,1418.2449879814724,1448.493814353101,1545.2942370762919,1488.826562337018,1483.7849085304433,1542.2691301314956,1760.0913066134603,1911.3727858198192,2065.6922251337533,2462.132327647329,2807.178472352779,2442.9644552893333,1711.6839256582271,1071.4417609051841,846.682906133291,272.52243464871941,135.66383892015347,89.400386559498514,59.241065852707941,43.162036139125405,32.111095952304076,21.064032395764698,14.036995597894803,12.029855959070284,11.02640849775289,8.016652840637061,7.0136346326260179,5.0080536687636448,3.0032976479526123,5.0080536687636448,2.001386774925161,1,0,0,0,0,0,0,0,0,0,0,0,0,0,0,0,0,0,0,0,0,0,0,0,0,0,0]
[35,978.70978688561252,980.72560891008311,983.74934970527374,1098.6581338586072,1222.6521205445858,1276.084376499027,1298.2644654647133,1401.1042715935748,1545.2942370762919,1566.4701506984791,1492.8598976651629,1406.1456371346665,1337.5846404755096,1364.8069786629198,1393.0381244474436,1401.1042715935748,1467.6517316400773,1566.4701506984791,1487.8182302094006,1518.0684889529637,1593.6967450469183,1939.6133498034187,2011.2251793605242,2349.1449542526016,2654.8279815105079,3046.3146178503071,2495.4242490709221,1757.065805953526,1091.6019718106104,753.97387774006802,244.33848676014631,140.69354214646376,95.433604846914434,63.261558950597731,46.176455080303917,31.106636592896205,23.072229545451361,14.036995597894803,11.02640849775289,11.02640849775289,8.016652840637061,7.0136346326260179,6.010760193776199,4.0055490228453374,4.0055490228453374,2.001386774925161,1,0,0,0,0,0,0,0,0,0,0,0,0,0,0,0,0,0,0,0,0,0,0,0,0,0,0]
[37.5,978.70978688561252,962.58336073208568,971.654442519893,1079.50580018799,1218.6195908767722,1229.7090794083842,1257.937317151861,1372.87296130921,1505.9683125132324,1524.1186133530769,1489.834895146864,1419.2532718855859,1350.6916237926162,1354.7245673567784,1410.1787425713437,1419.2532718855859,1421.2698418401155,1568.4869193528862,1531.1771221372917,1525.1269697549496,1793.3721548322997,2161.5173398079901,2374.3648884472714,2838.4567625500113,3010.9979361185592,2968.6184647230252,2645.7477596510598,2025.346125392472,1282.1334537554555,750.95094180631554,248.36457445281798,147.73542711369169,97.444763521530547,65.271902290436884,48.186177781824156,33.11558670666593,21.064032395764698,15.040675804218308,11.02640849775289,11.02640849775289,8.016652840637061,6.010760193776199,5.0080536687636448,4.0055490228453374,3.0032976479526123,1,1,0,0,0,0,0,0,0,0,0,0,0,0,0,0,0,0,0,0,0,0,0,0,0,0,0,0]
[40,978.70978688561252,963.59125450600254,976.6939690089232,1081.5218194293543,1231.7253608106423,1212.5708213838691,1235.7579335016051,1387.9968061579712,1475.7182980603359,1502.9432835487548,1515.04343577995,1416.2284223220859,1379.9307349701794,1397.0711922049652,1445.4689030985978,1463.6184650240459,1482.7765798208968,1565.4617673437849,1529.1604020182688,1583.6127666073498,1918.4328879759823,2308.7936233718156,2568.0627007938024,3259.2322598210385,2967.6094370223068,3377.3016473084622,3376.292489563893,2779.9363741089437,1697.5653621317338,789.24234583746443,262.45638811906474,164.83851443258101,105.48980471856567,71.303296239406109,50.19598424777044,37.13384546983891,23.072229545451361,15.040675804218308,13.03338714150617,11.02640849775289,7.0136346326260179,6.010760193776199,5.0080536687636448,4.0055490228453374,4.0055490228453374,3.0032976479526123,1,0,0,0,0,0,0,0,0,0,0,0,0,0,0,0,0,0,0,0,0,0,0,0,0,0,0]
[42.5,978.70978688561252,976.6939690089232,993.82855258696566,1098.6581338586072,1235.7579335016051,1219.6277220456941,1255.92099329955,1397.0711922049652,1420.2615565053034,1491.8515628113962,1545.2942370762919,1454.543655781004,1416.2284223220859,1505.9683125132324,1520.0851944146068,1566.4701506984791,1583.6127666073498,1592.6883443279025,1592.6883443279025,1661.2610255114619,2046.5277286451053,2320.8989492161431,2939.3568009817645,3404.549019988046,3658.8681122623229,4230.139573182536,4823.6976822392398,3661.8958293969185,2193.7962383350541,977.70187742826306,301.71602400391555,181.94337791178063,114.54120724389411,82.362148335243674,53.210843750071625,39.143140946941287,27.089134400918912,18.052101952375242,14.036995597894803,13.03338714150617,9.0197967621976929,7.0136346326260179,6.010760193776199,5.0080536687636448,5.0080536687636448,3.0032976479526123,2.001386774925161,0,0,0,0,0,0,0,0,0,0,0,0,0,0,0,0,0,0,0,0,0,0,0,0,0,0]
[45,978.70978688561252,977.70187742826306,997.86026239152636,1103.6982773426655,1216.6033310391174,1214.5870745396398,1276.084376499027,1376.9059704032798,1435.3859113303176,1477.7349465575696,1486.809898764471,1486.809898764471,1488.826562337018,1591.6799442467097,1570.5036905978784,1614.8733067748915,1554.3695933613292,1530.1687617458649,1592.6883443279025,1644.1175854579226,1989.0353216905689,2368.312079726496,3089.704243455029,3854.6655486669483,4375.493467419532,4991.2804336876488,5477.9073501087751,4267.4869792076979,2911.1044362313983,1448.493814353101,406.43186161691915,207.1004714754566,127.61670426943685,87.389402877861457,59.241065852707941,42.157275863478645,28.093457349309364,21.064032395764698,16.044422974417238,13.03338714150617,10.023052380778998,7.0136346326260179,7.0136346326260179,5.0080536687636448,6.010760193776199,4.0055490228453374,3.0032976479526123,0,0,0,0,0,0,0,0,0,0,0,0,0,0,0,0,0,0,0,0,0,0,0,0,0,0]
[47.5,978.70978688561252,971.654442519893,995.84440545096857,1097.6501079302609,1188.3760463622414,1201.4814890447985,1282.1334537554555,1358.757522914859,1383.9637646935635,1474.7099748438977,1424.2947021300658,1501.9349419116575,1558.4031020534044,1618.9069691460379,1633.024866348906,1605.7976032793329,1516.0517861677681,1466.6434139468058,1573.5288523154536,1604.789194937694,1900.2783922472568,2318.8813905195775,2973.663608363659,3882.9258051876818,4447.1627983050639,5313.3376118963934,5964.5775133243988,5125.5526074821109,3794.1085550601065,1948.6907614674124,657.24621608837697,255.41038418438637,144.71743439597881,93.422488515161888,63.261558950597731,43.162036139125405,31.106636592896205,22.068108142325048,18.052101952375242,14.036995597894803,11.02640849775289,8.016652840637061,6.010760193776199,5.0080536687636448,6.010760193776199,4.0055490228453374,2.001386774925161,0,0,0,0,0,0,0,0,0,0,0,0,0,0,0,0,0,0,0,0,0,0,0,0,0,0]
[50,978.70978688561252,968.63073915137215,999.87612340042017,1106.7223744766704,1163.1736791750855,1195.4328053510533,1283.1416360737333,1347.6669240119957,1338.5928654221241,1438.4108014537403,1422.2781278895166,1519.0768413494509,1621.9322225146773,1623.9490612261534,1715.717822362054,1624.9574815204433,1439.4190995743888,1407.153912411736,1564.4533846379861,1650.1681910632308,1857.9185789229516,2132.2650037833255,2876.7983618283301,3620.5172458997545,4377.5123058478102,5645.5110555351785,6351.3169233429635,6150.3709621715225,4812.5930044101588,2793.0529067993107,1289.1907465801335,363.13215678677932,169.86918038037837,103.4784850535453,69.292772726876819,48.186177781824156,35.124658653290489,26.08484865749011,19.056026783849234,17.048232921663399,11.02640849775289,9.0197967621976929,8.016652840637061,7.0136346326260179,6.010760193776199,4.0055490228453374,3.0032976479526123,0,0,0,0,0,0,0,0,0,0,0,0,0,0,0,0,0,0,0,0,0,0,0,0,0,0]
[52.5,978.70978688561252,962.58336073208568,1000.884055427933,1104.7063088020459,1139.9879829053571,1196.4409171809359,1272.0516742341567,1328.5106501890004,1307.3382477041578,1342.625772789228,1426.3112792229169,1525.1269697549496,1645.1260181828966,1677.3961893988017,1763.1168124688832,1608.8228320984331,1404.1290887478256,1418.2449879814724,1598.7387581952937,1690.5061242974168,1785.3040133183388,1950.7079698029713,2558.9827808708856,3468.1270671336761,4309.881727538851,5633.394956544561,6478.5523364836854,6460.3756948991577,5691.9563418294001,4179.6706294712667,2294.6708233821846,536.35697932476273,215.15140531108909,115.54696382165466,74.319187225450264,54.215835334169334,40.147827669756929,27.089134400918912,22.068108142325048,17.048232921663399,12.029855959070284,10.023052380778998,9.0197967621976929,8.016652840637061,7.0136346326260179,5.0080536687636448,3.0032976479526123,0,0,0,0,0,0,0,0,0,0,0,0,0,0,0,0,0,0,0,0,0,0,0,0,0,0]
[55,978.70978688561252,962.58336073208568,1001.8919884694633,1101.6822171839497,1128.8993375929786,1201.4814890447985,1260.9618089825374,1324.477785466137,1308.3464496224353,1302.2972497757735,1423.2864146530021,1510.0016939064622,1608.8228320984331,1742.9468718328628,1770.1763462862782,1638.0670020974976,1424.2947021300658,1438.4108014537403,1602.7723801538846,1720.7602065632027,1703.6161607642787,1963.8198746832438,2469.1942129984704,3018.0612395134881,3796.1271060421468,5152.811300450333,6060.5027679936966,6545.2004570925847,6496.7290290150322,5292.1357426815994,2807.178472352779,694.5250906509001,255.41038418438637,129.62844161748095,80.351331340225968,67.282307497705418,42.157275863478645,28.093457349309364,22.068108142325048,18.052101952375242,14.036995597894803,11.02640849775289,10.023052380778998,11.02640849775289,9.0197967621976929,7.0136346326260179,4.0055490228453374,0,0,0,0,0,0,0,0,0,0,0,0,0,0,0,0,0,0,0,0,0,0,0,0,0,0]
[57.5,978.70978688561252,961.57546801245155,1004.9157936679831,1092.6099921774353,1114.7866737978545,1203.4977237104949,1247.85573028107,1316.4120928596087,1301.2890525268974,1310.3628557868033,1427.3195688376973,1502.9432835487548,1555.3779695551311,1766.1423235108944,1778.2444193679287,1636.05014593482,1505.9683125132324,1493.8682331993175,1642.1007218620907,1735.8874475614546,1750.0063246685534,1904.3127097157051,2221.0319283230428,2710.3188964706906,3360.1460066929826,4428.9929988609329,5360.789720181926,6310.9252587844649,7126.8848394734414,5766.6734650947765,3078.6045135029945,820.48144938076518,295.67573001326275,139.68758692140284,86.383928307687412,78.340564620239888,43.162036139125405,30.102209640499385,23.072229545451361,19.056026783849234,14.036995597894803,12.029855959070284,12.029855959070284,12.029855959070284,12.029855959070284,9.0197967621976929,6.010760193776199,0,0,0,0,0,0,0,0,0,0,0,0,0,0,0,0,0,0,0,0,0,0,0,0,0,0]
[60,978.70978688561252,972.66234573309464,1018.0190542156654,1098.6581338586072,1111.7625547001749,1214.5870745396398,1254.912832585775,1313.3874708439646,1301.2890525268974,1343.6340015233225,1398.0794609630132,1548.319349937213,1573.5288523154536,1776.2273976626655,1805.4744350428705,1703.6161607642787,1617.8985526110023,1591.6799442467097,1796.3977172574425,1868.0041620639367,1858.927134780701,1886.158348608313,2201.8660373779094,2596.3115451502367,3003.9346492763984,3979.8196641565773,4810.5739748260203,6385.6500400493942,7554.089760337838,6018.0935195425936,3384.3657599502199,964.5991493330996,315.81050907438771,149.7474565561628,91.411415436090294,88.394889005535376,44.166819783667599,30.102209640499385,24.076394620737908,19.056026783849234,16.044422974417238,13.03338714150617,12.029855959070284,13.03338714150617,13.03338714150617,11.02640849775289,8.016652840637061,0,0,0,0,0,0,0,0,0,0,0,0,0,0,0,0,0,0,0,0,0,0,0,0,0,0]
[62.5,978.70978688561252,968.63073915137215,1012.9793185616809,1083.5378424249502,1091.6019718106104,1192.4084749600293,1241.8068171737657,1292.2153124748895,1288.1825595230227,1353.716330339915,1346.6586922581143,1526.1353268228436,1548.319349937213,1701.5992254975022,1779.2529310778141,1732.8619887894267,1696.5568977856435,1713.7008728243975,1922.4672437252057,2136.299785040238,1942.6391489856537,1894.226932093404,2223.0494001639518,2606.400492722641,2854.6005311633357,3603.3604105030486,4487.5403954851763,6446.2383423141164,7467.2328587922821,6321.0231507766348,3351.0636441166816,936.37849593019109,299.70257913018418,151.75951300673236,91.411415436090294,83.367575300668861,43.162036139125405,30.102209640499385,25.080601549217004,20.060004479273225,16.044422974417238,13.03338714150617,12.029855959070284,12.029855959070284,12.029855959070284,11.02640849775289,8.016652840637061,0,0,0,0,0,0,0,0,0,0,0,0,0,0,0,0,0,0,0,0,0,0,0,0,0,0]
[65,978.70978688561252,968.63073915137215,1012.9793185616809,1069.4257605404598,1080.5138093389564,1175.2707480638032,1238.7823716493383,1272.0516742341567,1281.1252722291497,1344.6422310132136,1327.5024328602644,1447.485509899763,1547.3109783269385,1650.1681910632308,1756.0573068896419,1733.8704744608951,1735.8874475614546,1830.6877784845742,2139.3258759796122,2323.9252905457292,1970.8801674197155,1873.0469740525225,2268.4429970397496,2661.8903977455225,3022.0974202989837,3541.7983227576105,4488.5498400785627,6319.0035710881593,7413.7052702263418,6658.3018459907516,3221.8949595379031,852.72951211551185,293.66232595374214,153.77159610801158,91.411415436090294,68.287532720608553,43.162036139125405,31.106636592896205,26.08484865749011,21.064032395764698,17.048232921663399,13.03338714150617,12.029855959070284,12.029855959070284,11.02640849775289,11.02640849775289,9.0197967621976929,0,0,0,0,0,0,0,0,0,0,0,0,0,0,0,0,0,0,0,0,0,0,0,0,0,0]
[67.5,978.70978688561252,968.63073915137215,1010.9634313066751,1055.3138646951068,1071.4417609051841,1161.1575132111223,1248.8638853173522,1269.0271559147989,1277.0925540561173,1314.3956774101373,1337.5846404755096,1384.9720239602775,1518.0684889529637,1605.7976032793329,1705.6330984165525,1723.7856441719903,1792.363635156662,1856.910023612141,2273.4867863779655,2346.1185802688565,1844.8074026519096,1791.3551160479287,2275.5043052446545,2662.8993158797643,3040.2603003718768,3851.6376762893201,4698.5191704147655,6283.6610311036575,7056.1914167364057,6803.7207332762155,3097.7767993583707,764.05041802849428,274.53568897522905,146.72942263482432,90.405895411488231,60.246164270520133,42.157275863478645,33.11558670666593,27.089134400918912,23.072229545451361,17.048232921663399,14.036995597894803,12.029855959070284,12.029855959070284,12.029855959070284,10.023052380778998,8.016652840637061,0,0,0,0,0,0,0,0,0,0,0,0,0,0,0,0,0,0,0,0,0,0,0,0,0,0]
[70,978.70978688561252,967.62284012250916,1007.9396079561258,1043.2181039227637,1059.3458158095118,1140.9960469290074,1252.8965135862265,1252.8965135862265,1267.0108143681848,1279.1089115549482,1348.6751565194156,1382.9555061606618,1470.6766888703037,1569.4953046517671,1652.1850645275526,1699.5822926190442,1767.1508283426058,1930.5359805793269,2211.9533277183218,2213.9707913078155,1701.5992254975022,1635.0417187847181,1918.4328879759823,2264.4079736344561,2765.8109465161397,3611.4342052535821,4612.7132389982626,6014.0545590376532,6876.4313455241781,6688.597188138915,2735.5424162568956,628.02910989995701,239.30597047327453,137.67569823504508,88.394889005535376,59.241065852707941,42.157275863478645,35.124658653290489,29.097816174642574,22.068108142325048,17.048232921663399,14.036995597894803,13.03338714150617,13.03338714150617,12.029855959070284,10.023052380778998,9.0197967621976929,0,0,0,0,0,0,0,0,0,0,0,0,0,0,0,0,0,0,0,0,0,0,0,0,0,0]
[72.5,978.70978688561252,966.61494214244817,1005.92373075542,1029.1065602168239,1053.2978949051587,1124.8671298555184,1259.9536442328774,1233.7416455101745,1247.85573028107,1271.0435006619564,1333.5517482868315,1402.1125432541658,1454.543655781004,1546.3026073731548,1568.4869193528862,1674.3708343141161,1724.7941245541988,1983.9922066112313,2128.2302301535951,2095.9523174376363,1608.8228320984331,1561.4282404181374,1682.4384599819907,1760.0913066134603,2155.4650997291069,2631.6230320113164,3500.4211256580302,4937.7744773633103,7024.8845551582717,6145.3221522584126,2187.7439085078886,533.33507413241443,198.04354533856682,126.61084744487482,88.394889005535376,59.241065852707941,46.176455080303917,36.12923810708449,29.097816174642574,23.072229545451361,18.052101952375242,16.044422974417238,13.03338714150617,13.03338714150617,12.029855959070284,10.023052380778998,9.0197967621976929,0,0,0,0,0,0,0,0,0,0,0,0,0,0,0,0,0,0,0,0,0,0,0,0,0,0]
[75,978.70978688561252,962.58336073208568,998.86819238794283,1019.0270043413617,1047.2500086926027,1103.6982773426655,1248.8638853173522,1204.5058423091175,1223.660255039309,1262.9781408969488,1294.2316936681152,1381.9472483621071,1429.3361502014563,1537.2272984019205,1508.9933475480118,1615.8817214250384,1672.3539339575655,1957.7682153740088,2016.2683630379474,2001.1388499370387,1550.3360951255308,1540.2523954607502,1608.8228320984331,1645.1260181828966,1902.2955499130685,2224.0581367704171,2742.6050435261163,4124.1554948419925,6696.6759692225914,5130.6005026840066,1763.1168124688832,487.00139698135308,171.8814886853159,121.58168435931715,85.378465429273547,60.246164270520133,48.186177781824156,38.138479987815508,30.102209640499385,24.076394620737908,18.052101952375242,16.044422974417238,14.036995597894803,13.03338714150617,12.029855959070284,11.02640849775289,9.0197967621976929,0,0,0,0,0,0,0,0,0,0,0,0,0,0,0,0,0,0,0,0,0,0,0,0,0,0]
[77.5,978.70978688561252,968.63073915137215,1002.8999225239919,1024.0667698902078,1054.3058793187643,1093.6180134733102,1219.6277220456941,1186.3598371864221,1225.6765265172949,1264.9944760272024,1280.1170914954396,1351.6998585572758,1396.0629241738613,1521.0935481479901,1468.660050025401,1596.7219510268928,1663.2779124666752,1975.9232491349032,1948.6907614674124,1873.0469740525225,1473.7016523162054,1479.7515978041567,1557.3947239015893,1609.8312429682078,1848.8416008511138,2124.1954641654788,2718.3903973918368,3773.9231043401892,5619.2595406286637,4274.5527414902626,1699.5822926190442,395.35473353973106,159.80800188016397,119.57007684445347,87.389402877861457,62.256411089425562,46.176455080303917,36.12923810708449,31.106636592896205,26.08484865749011,19.056026783849234,16.044422974417238,14.036995597894803,13.03338714150617,13.03338714150617,10.023052380778998,8.016652840637061,0,0,0,0,0,0,0,0,0,0,0,0,0,0,0,0,0,0,0,0,0,0,0,0,0,0]
[80,978.70978688561252,954.52024858783284,990.80478095256092,1012.9793185616809,1043.2181039227637,1063.3777822545951,1158.1332708244204,1147.0444497278606,1214.5870745396398,1247.85573028107,1248.8638853173522,1308.3464496224353,1358.757522914859,1456.5602751816705,1424.2947021300658,1563.4450025815011,1624.9574815204433,1976.9318670220041,1890.1926360499049,1670.3370360310155,1353.716330339915,1390.0133312824107,1437.402504039183,1511.0100409375907,1811.5256055730838,2061.6575794777095,2598.3293315363621,3258.223137956682,4598.5806495137804,3928.3445044491859,1677.3961893988017,335.94657151454635,156.78976997111801,112.5297206338733,81.356733631351972,59.241065852707941,44.166819783667599,35.124658653290489,28.093457349309364,25.080601549217004,19.056026783849234,16.044422974417238,13.03338714150617,13.03338714150617,11.02640849775289,10.023052380778998,8.016652840637061,0,0,0,0,0,0,0,0,0,0,0,0,0,0,0,0,0,0,0,0,0,0,0,0,0,0]
[82.5,978.70978688561252,959.55968574044186,993.82855258696566,1019.0270043413617,1047.2500086926027,1053.2978949051587,1124.8671298555184,1125.875180438205,1205.5139617506477,1242.8149673180724,1256.929154821795,1276.084376499027,1352.7080940732289,1392.0298593293548,1409.1704651305902,1552.3528429347011,1599.7471627328159,1962.811263503067,1866.9956012970247,1504.959968849995,1287.1743732541738,1359.7657636742626,1393.0381244474436,1481.7682517963594,1853.8843609643134,2126.2128462034316,2414.7173386387876,2949.4469971310127,4082.7719705263321,3658.8681122623229,1536.2189340366481,349.03566352307149,163.83239950048687,110.51826994484387,81.356733631351972,59.241065852707941,45.171626266426578,34.120107905260866,30.102209640499385,25.080601549217004,19.056026783849234,15.040675804218308,13.03338714150617,13.03338714150617,12.029855959070284,10.023052380778998,9.0197967621976929,0,0,0,0,0,0,0,0,0,0,0,0,0,0,0,0,0,0,0,0,0,0,0,0,0,0]
[85,978.70978688561252,953.51236434235159,987.78101853697399,1008.9475480673809,1040.1941855580774,1035.15434114499,1084.545855328405,1087.5698996509766,1174.2626542209405,1210.5545715773555,1248.8638853173522,1226.6846634991973,1289.1907465801335,1309.3546523168495,1386.9885446930134,1514.0350860625763,1579.579193170011,1841.7817597850521,1770.1763462862782,1380.9389912984341,1240.7986678470982,1360.7740051805092,1416.2284223220859,1518.0684889529637,1825.6450818896419,2119.1520174484262,2170.5957316541662,2542.8407805517922,3735.5710455974713,3253.177533320249,1247.85573028107,392.33375205940774,184.96205452537305,109.51255827368547,78.340564620239888,60.246164270520133,46.176455080303917,35.124658653290489,29.097816174642574,24.076394620737908,19.056026783849234,15.040675804218308,13.03338714150617,13.03338714150617,12.029855959070284,9.0197967621976929,9.0197967621976929,0,0,0,0,0,0,0,0,0,0,0,0,0,0,0,0,0,0,0,0,0,0,0,0,0,0]
[87.5,978.70978688561252,946.45720448724194,980.72560891008311,1004.9157936679831,1028.0986001751089,1021.0429075797676,1055.3138646951068,1057.3298383323311,1120.8349365574829,1174.2626542209405,1236.7660787301068,1182.3274291099117,1188.3760463622414,1157.1251917810205,1339.6010911273706,1484.7932379245299,1571.5120771908057,1710.6754529653192,1660.2525829509932,1315.4038847488816,1261.9699745374417,1385.9802839602717,1492.8598976651629,1584.6211615713846,1849.850151775712,1964.8284863809231,2054.5969685690998,2092.9262884626178,3282.4421486551114,2978.7087605553952,1264.9944760272024,394.34773714190084,183.95582347890559,108.50685582932681,77.335200513321496,59.241065852707941,46.176455080303917,36.12923810708449,27.089134400918912,25.080601549217004,20.060004479273225,15.040675804218308,14.036995597894803,12.029855959070284,12.029855959070284,11.02640849775289,9.0197967621976929,0,0,0,0,0,0,0,0,0,0,0,0,0,0,0,0,0,0,0,0,0,0,0,0,0,0]
[90,978.70978688561252,942.42570813372254,980.72560891008311,1001.8919884694633,1014.9952098244208,1012.9793185616809,1034.1463752001064,1032.1304462556957,1080.5138093389564,1111.7625547001749,1204.5058423091175,1143.0121776447149,1130.9154468603931,1078.4977919773303,1200.4733729791378,1423.2864146530021,1525.1269697549496,1624.9574815204433,1495.8849063069583,1238.7823716493383,1321.4531449723431,1498.9099210598927,1596.7219510268928,1718.7432511089901,1864.9784813963506,1913.389955210263,1877.0812334106956,1753.031813170915,2810.2053885076148,2739.5782010403482,1262.9781408969488,392.33375205940774,157.79584087948061,107.50116269711758,78.340564620239888,60.246164270520133,50.19598424777044,34.120107905260866,27.089134400918912,24.076394620737908,20.060004479273225,17.048232921663399,14.036995597894803,12.029855959070284,11.02640849775289,10.023052380778998,9.0197967621976929,0,0,0,0,0,0,0,0,0,0,0,0,0,0,0,0,0,0,0,0,0,0,0,0,0,0]
[92.5,978.70978688561252,952.50448116116092,988.78893831612163,1006.9316688518034,1011.9713744327134,1021.0429075797676,1035.15434114499,1032.1304462556957,1059.3458158095118,1077.4897847078546,1162.1655957563262,1116.8027577507125,1102.6902468030191,1088.5779162930164,1133.939617491865,1250.8801978283477,1473.7016523162054,1540.2523954607502,1362.7904904313311,1226.6846634991973,1384.9720239602775,1658.2356996661829,1840.7732132658066,1916.4157132785863,1932.5531700624222,1810.5170757472663,1516.0517861677681,1119.8268904951999,1480.7599244572896,2084.8568992479281,1288.1825595230227,362.12524602494449,148.74143843620294,107.50116269711758,81.356733631351972,62.256411089425562,54.215835334169334,38.138479987815508,27.089134400918912,25.080601549217004,21.064032395764698,17.048232921663399,14.036995597894803,13.03338714150617,12.029855959070284,12.029855959070284,9.0197967621976929,0,0,0,0,0,0,0,0,0,0,0,0,0,0,0,0,0,0,0,0,0,0,0,0,0,0]
[95,978.70978688561252,947.465081258998,979.71769737990815,993.82855258696566,993.82855258696566,1018.0190542156654,1024.0667698902078,1012.9793185616809,1026.0826830543308,1045.2340543655314,1083.5378424249502,1038.1782448589063,1056.3218510332676,1094.6260356973835,1157.1251917810205,1146.0363803775579,1323.4695712007247,1420.2615565053034,1289.1907465801335,1290.1989344248907,1581.5959786041019,1933.5617655928907,2064.6835629810971,1969.8715526225826,1834.7219457534077,1693.5315083418986,1350.6916237926162,748.93565793445475,961.57546801245155,1758.0743055956771,1035.15434114499,264.46956703503446,145.72342504642882,107.50116269711758,84.37301438003783,68.287532720608553,65.271902290436884,42.157275863478645,29.097816174642574,25.080601549217004,21.064032395764698,19.056026783849234,16.044422974417238,14.036995597894803,12.029855959070284,12.029855959070284,10.023052380778998,0,0,0,0,0,0,0,0,0,0,0,0,0,0,0,0,0,0,0,0,0,0,0,0,0,0]
[97.5,978.70978688561252,944.44145416149502,969.63863922794894,985.76518206204776,983.74934970527374,1013.9872636925819,1013.9872636925819,996.85233341219282,1001.8919884694633,1009.955489184565,1017.011105086951,976.6939690089232,1011.9713744327134,1042.2101301603341,1081.5218194293543,1133.939617491865,1241.8068171737657,1281.1252722291497,1234.7497890947386,1405.1373625798565,1756.0573068896419,2093.9349643022947,2122.1780840415504,1868.0041620639367,1654.2019404514808,1583.6127666073498,1287.1743732541738,605.86531128107947,519.23307765386471,494.05189976489993,310.77669077501207,188.98703310439885,135.66383892015347,107.50116269711758,93.422488515161888,78.340564620239888,68.287532720608553,42.157275863478645,29.097816174642574,27.089134400918912,24.076394620737908,21.064032395764698,17.048232921663399,15.040675804218308,11.02640849775289,12.029855959070284,11.02640849775289,0,0,0,0,0,0,0,0,0,0,0,0,0,0,0,0,0,0,0,0,0,0,0,0,0,0]
[100,978.70978688561252,938.39422900883744,958.55179619027911,979.71769737990815,972.66234573309464,1006.9316688518034,1002.8999225239919,983.74934970527374,980.72560891008311,992.82062768624883,974.67815528855704,954.52024858783284,965.60704521228104,986.77309978526648,1024.0667698902078,1073.4577650593887,1199.4652577592099,1215.5952023717614,1262.9781408969488,1502.9432835487548,1797.4062391975117,2007.1906415129854,1988.0266976517553,1754.0403104980044,1615.8817214250384,1555.3779695551311,1284.1498191833634,566.57695139125042,403.41079642490519,307.75643880970762,233.2670906927834,160.81409189195779,127.61670426943685,107.50116269711758,91.411415436090294,83.367575300668861,69.292772726876819,40.147827669756929,30.102209640499385,28.093457349309364,23.072229545451361,20.060004479273225,17.048232921663399,13.03338714150617,13.03338714150617,13.03338714150617,11.02640849775289,0,0,0,0,0,0,0,0,0,0,0,0,0,0,0,0,0,0,0,0,0,0,0,0,0,0]
[102.5,978.70978688561252,945.44932878769396,965.60704521228104,993.82855258696566,978.70978688561252,1013.9872636925819,1005.92373075542,985.76518206204776,981.73352147507615,1000.884055427933,958.55179619027911,942.42570813372254,947.465081258998,982.74143507382496,1021.0429075797676,1063.3777822545951,1194.4246943704641,1200.4733729791378,1269.0271559147989,1480.7599244572896,1718.7432511089901,1836.7390327120816,1879.0983663391421,1716.7262980193179,1622.9406415574351,1578.5708014174231,1318.4285113946478,566.57695139125042,400.38975383450293,297.68914776956171,233.2670906927834,157.79584087948061,130.63432201828778,114.54120724389411,93.422488515161888,85.378465429273547,67.282307497705418,35.124658653290489,29.097816174642574,27.089134400918912,24.076394620737908,21.064032395764698,19.056026783849234,16.044422974417238,15.040675804218308,14.036995597894803,12.029855959070284,0,0,0,0,0,0,0,0,0,0,0,0,0,0,0,0,0,0,0,0,0,0,0,0,0,0]
[105,978.70978688561252,942.42570813372254,962.58336073208568,994.83647850888315,974.67815528855704,1006.9316688518034,990.80478095256092,971.654442519893,978.70978688561252,986.77309978526648,928.31560705822335,925.29204173531855,934.36276718645331,985.76518206204776,1054.3058793187643,1060.3538059858045,1187.3679413468067,1166.1979346651469,1203.4977237104949,1318.4285113946478,1456.5602751816705,1544.2858674367747,1641.0922909919893,1587.6463503082571,1537.2272984019205,1539.2440291144057,1275.0761997376587,616.94711115541907,408.44591755181006,292.65562908951142,220.18339253845178,157.79584087948061,133.65200941145397,116.55272914527278,94.428041332223657,82.362148335243674,59.241065852707941,31.106636592896205,27.089134400918912,25.080601549217004,22.068108142325048,21.064032395764698,19.056026783849234,16.044422974417238,15.040675804218308,14.036995597894803,12.029855959070284,0,0,0,0,0,0,0,0,0,0,0,0,0,0,0,0,0,0,0,0,0,0,0,0,0,0]
[107.5,978.70978688561252,932.34704278695699,953.51236434235159,992.82062768624883,963.59125450600254,991.8127038077688,969.63863922794894,952.50448116116092,974.67815528855704,965.60704521228104,910.1743638225912,911.18220125834318,915.2135621254165,978.70978688561252,1089.5859338675427,1088.5779162930164,1166.1979346651469,1131.9235028409682,1152.0848097396088,1154.1009599179961,1217.6114605410178,1218.6195908767722,1273.0598486045944,1313.3874708439646,1394.0463902945748,1420.2615565053034,1090.5939523736934,581.68754688117576,431.60826196609258,302.72275148002575,214.14502188707684,154.77764754354726,131.64021015674211,110.51826994484387,82.362148335243674,71.303296239406109,49.191070759971105,29.097816174642574,27.089134400918912,24.076394620737908,23.072229545451361,22.068108142325048,19.056026783849234,17.048232921663399,15.040675804218308,16.044422974417238,13.03338714150617,0,0,0,0,0,0,0,0,0,0,0,0,0,0,0,0,0,0,0,0,0,0,0,0,0,0]
[110,978.70978688561252,945.44932878769396,969.63863922794894,1004.9157936679831,975.68606162866456,995.84440545096857,970.64654035114972,959.55968574044186,987.78101853697399,960.56757634820201,911.18220125834318,918.23709442176153,917.22924921626895,977.70187742826306,1062.3697892092532,1069.4257605404598,1161.1575132111223,1119.8268904951999,1130.9154468603931,1075.4737729959711,1127.8912843077392,1076.4817783804408,1067.4097639723441,1062.3697892092532,1159.1413507444108,1223.660255039309,1022.0508606905157,545.42279657635379,435.63662446655979,294.66902626557766,208.10682135074404,153.77159610801158,129.62844161748095,106.49547896400243,79.345941616877255,57.230920419256371,42.157275863478645,29.097816174642574,28.093457349309364,27.089134400918912,25.080601549217004,24.076394620737908,19.056026783849234,18.052101952375242,16.044422974417238,16.044422974417238,14.036995597894803,0,0,0,0,0,0,0,0,0,0,0,0,0,0,0,0,0,0,0,0,0,0,0,0,0,0]
[112.5,978.70978688561252,951.49659904538589,975.68606162866456,1010.9634313066751,974.67815528855704,984.75726536836657,965.60704521228104,954.52024858783284,986.77309978526648,946.45720448724194,904.1273626634927,908.15869229691498,919.24494073234825,987.78101853697399,1070.4337602486919,1054.3058793187643,1129.907391777464,1074.4657685553254,1115.7947153193904,1074.4657685553254,1123.8590801752944,1066.4017671142508,1039.1862147201346,1011.9713744327134,1052.2899114552088,1114.7866737978545,991.8127038077688,524.26946157658676,385.28488595522572,287.62219689954674,207.1004714754566,149.7474565561628,125.60499860335548,105.48980471856567,84.37301438003783,62.256411089425562,42.157275863478645,30.102209640499385,30.102209640499385,29.097816174642574,28.093457349309364,29.097816174642574,21.064032395764698,18.052101952375242,18.052101952375242,16.044422974417238,14.036995597894803,0,0,0,0,0,0,0,0,0,0,0,0,0,0,0,0,0,0,0,0,0,0,0,0,0,0]
[115,978.70978688561252,953.51236434235159,976.6939690089232,1009.955489184565,970.64654035114972,972.66234573309464,955.52813389648543,945.44932878769396,977.70187742826306,924.28418881946754,902.1117045756348,892.03348182666912,928.31560705822335,995.84440545096857,1084.545855328405,1040.1941855580774,1078.4977919773303,1036.1623080703848,1098.6581338586072,1086.561883942285,1145.0283119130809,1074.4657685553254,1042.2101301603341,1011.9713744327134,1046.2420310439961,1122.8510313983415,1093.6180134733102,524.26946157658676,359.10453055246012,273.5290599615526,202.06879585668304,147.73542711369169,121.58168435931715,99.455963666700598,88.394889005535376,75.324511642000047,46.176455080303917,31.106636592896205,33.11558670666593,31.106636592896205,31.106636592896205,27.089134400918912,23.072229545451361,20.060004479273225,18.052101952375242,17.048232921663399,15.040675804218308,0,0,0,0,0,0,0,0,0,0,0,0,0,0,0,0,0,0,0,0,0,0,0,0,0,0]
[117.5,978.70978688561252,952.50448116116092,973.67024998967611,999.87612340042017,958.55179619027911,957.54390769882389,948.4729591018255,934.36276718645331,962.58336073208568,907.15085820945785,894.04911731734217,874.90076490654008,911.18220125834318,990.80478095256092,1072.4497625090453,997.86026239152636,1023.0588147943211,1007.9396079561258,1077.4897847078546,1079.50580018799,1147.0444497278606,1075.4737729959711,1032.1304462556957,1020.0349554630559,1097.6501079302609,1240.7986678470982,1205.5139617506477,592.76890006969472,346.01505962239901,263.46297565607262,192.00582334211265,146.72942263482432,116.55272914527278,95.433604846914434,86.383928307687412,84.37301438003783,54.215835334169334,36.12923810708449,37.13384546983891,37.13384546983891,36.12923810708449,29.097816174642574,24.076394620737908,20.060004479273225,18.052101952375242,18.052101952375242,16.044422974417238,0,0,0,0,0,0,0,0,0,0,0,0,0,0,0,0,0,0,0,0,0,0,0,0,0,0]
[120,978.70978688561252,944.44145416149502,962.58336073208568,980.72560891008311,947.465081258998,941.4178367344432,936.37849593019109,922.26848628259552,945.44932878769396,897.07257906215705,880.94756823543594,861.79950130763405,880.94756823543594,963.59125450600254,1048.2579873104198,958.55179619027911,993.82855258696566,980.72560891008311,1040.1941855580774,1044.226078658143,1110.7545168260053,1038.1782448589063,985.76518206204776,988.78893831612163,1132.9315597183911,1425.3029903202066,1284.1498191833634,678.4042444537622,357.09073432669908,256.41694440954058,188.98703310439885,144.71743439597881,111.52399075900288,91.411415436090294,84.37301438003783,88.394889005535376,54.215835334169334,37.13384546983891,39.143140946941287,38.138479987815508,37.13384546983891,32.111095952304076,25.080601549217004,21.064032395764698,20.060004479273225,18.052101952375242,16.044422974417238,0,0,0,0,0,0,0,0,0,0,0,0,0,0,0,0,0,0,0,0,0,0,0,0,0,0]
[122.5,978.70978688561252,935.3706310158758,950.48871799615188,959.55968574044186,937.38636192823219,923.27633700149374,921.26063666397067,909.16652750170431,919.24494073234825,885.98660269562492,857.76838316697331,843.65961930001663,852.72951211551185,937.38636192823219,1026.0826830543308,938.39422900883744,946.45720448724194,936.37849593019109,987.78101853697399,985.76518206204776,1058.3378265913834,987.78101853697399,922.26848628259552,928.31560705822335,1073.4577650593887,1316.4120928596087,1237.7742247795727,666.3138604664249,332.92608346097444,241.3189644239616,183.95582347890559,133.65200941145397,104.48414005107793,85.378465429273547,84.37301438003783,70.298027302456234,50.19598424777044,39.143140946941287,41.152539512670401,41.152539512670401,38.138479987815508,32.111095952304076,23.072229545451361,22.068108142325048,23.072229545451361,19.056026783849234,17.048232921663399,0,0,0,0,0,0,0,0,0,0,0,0,0,0,0,0,0,0,0,0,0,0,0,0,0,0]
[125,978.70978688561252,932.34704278695699,942.42570813372254,938.39422900883744,933.35490444308982,911.18220125834318,910.1743638225912,904.1273626634927,895.0569367657157,876.91636139145783,832.57432713971048,823.50465222952312,833.58207490892198,909.16652750170431,1014.9952098244208,921.26063666397067,915.2135621254165,897.07257906215705,935.3706310158758,928.31560705822335,995.84440545096857,926.29989574785589,861.79950130763405,868.85400332791016,981.73352147507615,1248.8638853173522,1172.2464691296789,609.89503345385992,304.73621645504568,227.22836710560355,175.90617563268231,128.62256901424442,100.46157902783952,85.378465429273547,76.329849463361882,63.261558950597731,47.181305740243346,37.13384546983891,38.138479987815508,37.13384546983891,32.111095952304076,29.097816174642574,24.076394620737908,23.072229545451361,24.076394620737908,22.068108142325048,15.040675804218308,0,0,0,0,0,0,0,0,0,0,0,0,0,0,0,0,0,0,0,0,0,0,0,0,0,0]
[127.5,978.70978688561252,930.33132274107584,936.37849593019109,920.25278814681985,933.35490444308982,900.09605098701365,901.10387721829318,896.06475734774426,870.86958586405092,863.81506744737169,818.46598699481831,806.37331722858721,815.44280271612445,880.94756823543594,999.87612340042017,898.08040190768418,885.98660269562492,862.80728378953188,886.99441302859464,875.9085625698043,939.40209717084554,868.85400332791016,820.48144938076518,819.47371756879136,946.45720448724194,1156.117113614974,1064.3857762544767,560.5328253292854,280.57554002346535,224.20906517072982,175.90617563268231,124.59915780868042,98.450358463414005,83.367575300668861,67.282307497705418,56.225874000831865,40.147827669756929,33.11558670666593,37.13384546983891,38.138479987815508,35.124658653290489,31.106636592896205,25.080601549217004,24.076394620737908,25.080601549217004,22.068108142325048,16.044422974417238,0,0,0,0,0,0,0,0,0,0,0,0,0,0,0,0,0,0,0,0,0,0,0,0,0,0]
[130,978.70978688561252,940.40996641309926,941.4178367344432,916.22140511708278,944.44145416149502,901.10387721829318,903.11953305778582,896.06475734774426,863.81506744737169,863.81506744737169,814.43507710939741,808.38874968158041,808.38874968158041,862.80728378953188,980.72560891008311,880.94756823543594,870.86958586405092,832.57432713971048,846.682906133291,839.62858703182133,890.01785088596125,840.63634328996886,795.2885290281929,798.31163786566447,895.0569367657157,1058.3378265913834,990.80478095256092,501.10250306890003,256.41694440954058,231.25416527541577,184.96205452537305,123.59332512567987,97.444763521530547,79.345941616877255,62.256411089425562,51.200917835379968,38.138479987815508,29.097816174642574,34.120107905260866,30.102209640499385,28.093457349309364,28.093457349309364,23.072229545451361,25.080601549217004,25.080601549217004,22.068108142325048,16.044422974417238,0,0,0,0,0,0,0,0,0,0,0,0,0,0,0,0,0,0,0,0,0,0,0,0,0,0]
[132.5,978.70978688561252,941.4178367344432,937.38636192823219,907.15085820945785,948.4729591018255,895.0569367657157,868.85400332791016,890.01785088596125,856.76060658544282,851.72174146906048,806.37331722858721,797.30393364695135,804.357889807883,831.56658058905714,931.33918221922693,856.76060658544282,834.58982389522112,798.31163786566447,801.33475813991458,794.28082863136376,836.60532551321876,812.4196296344146,766.06574207388098,780.17315792272359,838.62083198201321,978.70978688561252,934.36276718645331,450.74331252607004,238.29947983255269,226.22192864759808,181.94337791178063,122.58750062023773,94.428041332223657,67.282307497705418,58.235984471133037,48.186177781824156,33.11558670666593,25.080601549217004,26.08484865749011,22.068108142325048,21.064032395764698,20.060004479273225,22.068108142325048,22.068108142325048,23.072229545451361,20.060004479273225,13.03338714150617,0,0,0,0,0,0,0,0,0,0,0,0,0,0,0,0,0,0,0,0,0,0,0,0,0,0]
[135,978.70978688561252,937.38636192823219,927.30775085588652,895.0569367657157,941.4178367344432,885.98660269562492,890.01785088596125,876.91636139145783,851.72174146906048,830.55883525843592,799.31934335512847,785.21158272846617,790.25003983212787,801.33475813991458,854.74505697644986,829.55109114932395,780.17315792272359,755.98917509219189,752.96623108109668,752.96623108109668,790.25003983212787,774.1270910823755,738.85932012952514,765.05807938825171,795.2885290281929,919.24494073234825,869.86179401276763,412.47405913757262,218.17058371244863,209.1131760876558,174.89999518835882,120.57587641098782,80.351331340225968,59.241065852707941,49.191070759971105,44.166819783667599,28.093457349309364,19.056026783849234,19.056026783849234,18.052101952375242,16.044422974417238,14.036995597894803,16.044422974417238,18.052101952375242,19.056026783849234,17.048232921663399,11.02640849775289,0,0,0,0,0,0,0,0,0,0,0,0,0,0,0,0,0,0,0,0,0,0,0,0,0,0]
[137.5,978.70978688561252,946.45720448724194,927.30775085588652,899.08822588305679,936.37849593019109,892.03348182666912,891.02566578692733,873.8929684029963,851.72174146906048,824.51238897835572,797.30393364695135,775.13476562306744,771.104075329338,772.11174593380383,785.21158272846617,789.24234583746443,745.91274228889881,728.78311960771214,718.70705826340179,718.70705826340179,753.97387774006802,715.68426728943632,738.85932012952514,754.98152574436392,770.09640604036883,845.67514265533873,813.42735274831409,374.20835758368617,203.07512106555058,185.96829104052892,159.80800188016397,108.50685582932681,66.277097278608665,52.205871129025049,45.171626266426578,37.13384546983891,23.072229545451361,14.036995597894803,17.048232921663399,15.040675804218308,11.02640849775289,11.02640849775289,12.029855959070284,12.029855959070284,12.029855959070284,13.03338714150617,8.016652840637061,0,0,0,0,0,0,0,0,0,0,0,0,0,0,0,0,0,0,0,0,0,0,0,0,0,0]
[140,978.70978688561252,933.35490444308982,906.14302524057416,882.96317857335953,905.13519339150332,876.91636139145783,867.84621381082877,847.6906708095355,833.58207490892198,798.31163786566447,773.11941785205272,745.91274228889881,735.83644547306255,722.73746597640445,716.69186286625541,731.80596523781946,707.62355386056902,676.38916540284208,670.34396430528011,676.38916540284208,708.6311380440219,664.29881766947972,739.86694776308775,714.67667312976948,704.6008099179503,755.98917509219189,749.94329919411564,344.00133830923949,188.98703310439885,173.89382052669683,149.7474565561628,94.428041332223657,56.225874000831865,45.171626266426578,40.147827669756929,30.102209640499385,20.060004479273225,10.023052380778998,12.029855959070284,10.023052380778998,8.016652840637061,9.0197967621976929,8.016652840637061,10.023052380778998,9.0197967621976929,9.0197967621976929,6.010760193776199,0,0,0,0,0,0,0,0,0,0,0,0,0,0,0,0,0,0,0,0,0,0,0,0,0,0]
[142.5,978.70978688561252,927.30775085588652,895.0569367657157,878.93196250462074,876.91636139145783,872.88517306050676,853.73728395177477,833.58207490892198,815.44280271612445,782.18852395600732,759.01213117901898,733.8212025910484,716.69186286625541,693.51752672087775,678.4042444537622,694.5250906509001,682.43442047637177,643.1412405542178,623.99926938862291,633.06644684686921,677.39670417975822,640.11878577395669,723.74507141792458,681.426874236142,656.23870772958219,690.4948437134459,705.60838979549055,331.91926018114111,177.91855373764352,162.82629074089672,142.70547410211842,89.400386559498514,54.215835334169334,41.152539512670401,36.12923810708449,26.08484865749011,16.044422974417238,9.0197967621976929,9.0197967621976929,8.016652840637061,7.0136346326260179,8.016652840637061,8.016652840637061,7.0136346326260179,7.0136346326260179,7.0136346326260179,5.0080536687636448,0,0,0,0,0,0,0,0,0,0,0,0,0,0,0,0,0,0,0,0,0,0,0,0,0,0]
[145,978.70978688561252,935.3706310158758,900.09605098701365,886.99441302859464,869.86179401276763,880.94756823543594,857.76838316697331,831.56658058905714,808.38874968158041,777.15011862876509,762.03509929357801,733.8212025910484,702.58565448312538,671.35149405270056,664.29881766947972,661.2762649289582,654.22369565013753,617.9545574224918,604.85788491463472,592.76890006969472,654.22369565013753,616.94711115541907,702.58565448312538,666.3138604664249,638.10382383678518,659.26123743228948,703.5932314798099,330.91243995228746,174.89999518835882,156.78976997111801,142.70547410211842,90.405895411488231,54.215835334169334,42.157275863478645,31.106636592896205,22.068108142325048,13.03338714150617,8.016652840637061,8.016652840637061,7.0136346326260179,7.0136346326260179,6.010760193776199,5.0080536687636448,7.0136346326260179,6.010760193776199,7.0136346326260179,5.0080536687636448,0,0,0,0,0,0,0,0,0,0,0,0,0,0,0,0,0,0,0,0,0,0,0,0,0,0]
[147.5,978.70978688561252,951.49659904538589,910.1743638225912,899.08822588305679,874.90076490654008,883.9709854667052,867.84621381082877,835.59757409714064,808.38874968158041,771.104075329338,759.01213117901898,733.8212025910484,686.46462027603934,657.24621608837697,654.22369565013753,652.2086897707303,632.0589762438625,597.80594744145617,585.71710566715115,576.65063763657156,647.1712023231205,600.82819623930686,656.23870772958219,612.91734254867754,595.7911233847426,627.02164734385292,694.5250906509001,313.79697206375391,184.96205452537305,150.7534814279953,155.78370551195141,97.444763521530547,58.235984471133037,41.152539512670401,29.097816174642574,17.048232921663399,10.023052380778998,7.0136346326260179,6.010760193776199,6.010760193776199,6.010760193776199,5.0080536687636448,5.0080536687636448,5.0080536687636448,5.0080536687636448,5.0080536687636448,5.0080536687636448,0,0,0,0,0,0,0,0,0,0,0,0,0,0,0,0,0,0,0,0,0,0,0,0,0,0]
[150,978.70978688561252,931.33918221922693,892.03348182666912,876.91636139145783,854.74505697644986,851.72174146906048,847.6906708095355,812.4196296344146,773.11941785205272,737.85169386875282,724.7526782608445,703.5932314798099,664.29881766947972,629.03657407058643,618.96200533035903,619.96945487635514,593.77630613486906,563.55488026541718,549.45209715999101,557.51078666996455,630.04403985316117,588.73929294176708,609.89503345385992,579.67277793349717,583.70232280039875,585.71710566715115,621.98435887211519,299.70257913018418,203.07512106555058,148.74143843620294,157.79584087948061,103.4784850535453,60.246164270520133,39.143140946941287,23.072229545451361,14.036995597894803,10.023052380778998,6.010760193776199,6.010760193776199,4.0055490228453374,3.0032976479526123,3.0032976479526123,3.0032976479526123,2.001386774925161,3.0032976479526123,3.0032976479526123,3.0032976479526123,0,0,0,0,0,0,0,0,0,0,0,0,0,0,0,0,0,0,0,0,0,0,0,0,0,0]
[152.5,978.70978688561252,939.40209717084554,901.10387721829318,879.93976479348203,863.81506744737169,845.67514265533873,848.69843668265162,818.46598699481831,766.06574207388098,730.79834863924555,709.63872365870475,682.43442047637177,660.26875041270193,612.91734254867754,608.88760041014177,598.81336201521617,570.60640459417959,552.47409198138303,527.29131516049324,542.40084064130906,619.96945487635514,619.96945487635514,622.99181331659202,595.7911233847426,583.70232280039875,556.50344408245246,518.22580671051151,300.70929988356477,211.12590005317529,177.91855373764352,177.91855373764352,117.55850313942643,61.251279440887508,41.152539512670401,21.064032395764698,13.03338714150617,9.0197967621976929,5.0080536687636448,5.0080536687636448,2.001386774925161,2.001386774925161,2.001386774925161,2.001386774925161,2.001386774925161,3.0032976479526123,3.0032976479526123,2.001386774925161,0,0,0,0,0,0,0,0,0,0,0,0,0,0,0,0,0,0,0,0,0,0,0,0,0,0]
[155,978.70978688561252,930.33132274107584,894.04911731734217,867.84621381082877,856.76060658544282,833.58207490892198,830.55883525843592,810.40418715434259,753.97387774006802,712.66148906987371,687.47217392475886,661.2762649289582,628.02910989995701,600.82819623930686,582.69493397084909,571.61377234442114,535.34967569936532,528.29860353797324,534.34237396739513,531.32048016773717,608.88760041014177,618.96200533035903,577.65801598154644,547.4374431647625,570.60640459417959,549.45209715999101,392.33375205940774,285.60884857740479,204.08145125625859,195.02466099770112,247.35804637556123,176.9123618266558,76.329849463361882,38.138479987815508,17.048232921663399,11.02640849775289,8.016652840637061,3.0032976479526123,4.0055490228453374,2.001386774925161,1,2.001386774925161,1,1,2.001386774925161,1,2.001386774925161,0,0,0,0,0,0,0,0,0,0,0,0,0,0,0,0,0,0,0,0,0,0,0,0,0,0]
[157.5,978.70978688561252,941.4178367344432,909.16652750170431,871.87737888041204,862.80728378953188,843.65961930001663,823.50465222952312,815.44280271612445,768.08107141579546,719.71465807976961,690.4948437134459,653.21619193423737,621.98435887211519,591.76149571488634,580.68016153438612,555.49610331653514,524.26946157658676,507.14595626443844,523.26218091041574,529.30589383410154,577.65801598154644,552.47409198138303,478.9438044658425,463.83618533351046,444.70057563922984,438.65792078245397,276.5489580510407,239.30597047327453,238.29947983255269,331.91926018114111,654.22369565013753,312.79020839351324,106.49547896400243,36.12923810708449,15.040675804218308,9.0197967621976929,7.0136346326260179,2.001386774925161,4.0055490228453374,2.001386774925161,2.001386774925161,2.001386774925161,1,1,2.001386774925161,1,1,0,0,0,0,0,0,0,0,0,0,0,0,0,0,0,0,0,0,0,0,0,0,0,0,0,0]
[160,978.70978688561252,931.33918221922693,903.11953305778582,857.76838316697331,845.67514265533873,835.59757409714064,807.3810328268321,785.21158272846617,758.00447781129969,710.64631070258758,684.44951741281852,643.1412405542178,612.91734254867754,577.65801598154644,561.54017517044895,545.42279657635379,494.05189976489993,480.95818998708097,490.02302863061311,477.93661487693021,503.11697942016013,464.84334482317331,398.375738081294,385.28488595522572,386.29185899410305,369.17367966376946,231.25416527541577,246.35152238988556,283.5955144338393,566.57695139125042,815.44280271612445,442.68634818412619,167.85689589015533,38.138479987815508,14.036995597894803,9.0197967621976929,5.0080536687636448,2.001386774925161,4.0055490228453374,1,1,1,1,0,1,1,0,0,0,0,0,0,0,0,0,0,0,0,0,0,0,0,0,0,0,0,0,0,0,0,0,0,0]
[162.5,978.70978688561252,935.3706310158758,911.18220125834318,859.78393987716277,840.63634328996886,834.58982389522112,808.38874968158041,764.05041802849428,739.86694776308775,693.51752672087775,671.35149405270056,634.07391905157954,607.8801690316011,576.65063763657156,557.51078666996455,535.34967569936532,492.03746007824526,482.97258393675241,472.90069882800782,449.73618406200961,441.67923788731963,421.53752081806556,373.20141655675388,365.14598667045368,348.02879264334069,318.83083861221496,214.14502188707684,256.41694440954058,286.61552097237734,548.44476923822299,919.24494073234825,734.82882334190344,225.21549466265694,40.147827669756929,14.036995597894803,8.016652840637061,6.010760193776199,3.0032976479526123,4.0055490228453374,1,1,1,1,0,1,1,1,0,0,0,0,0,0,0,0,0,0,0,0,0,0,0,0,0,0,0,0,0,0,0,0,0,0]
[165,978.70978688561252,935.3706310158758,911.18220125834318,864.82285227978628,833.58207490892198,823.50465222952312,804.357889807883,753.97387774006802,714.67667312976948,666.3138604664249,633.06644684686921,607.8801690316011,585.71710566715115,547.4374431647625,536.35697932476273,507.14595626443844,474.91505885047809,467.86483635338556,444.70057563922984,424.55871818329314,386.29185899410305,376.22224775081384,334.93973913680242,329.90562278367804,322.85798908042426,287.62219689954674,212.13226923574965,238.29947983255269,276.5489580510407,505.13146382936355,1042.2101301603341,802.34246743205267,222.19621974660973,40.147827669756929,15.040675804218308,10.023052380778998,7.0136346326260179,3.0032976479526123,5.0080536687636448,2.001386774925161,2.001386774925161,1,1,1,1,1,1,0,0,0,0,0,0,0,0,0,0,0,0,0,0,0,0,0,0,0,0,0,0,0,0,0,0]
[167.5,978.70978688561252,938.39422900883744,916.22140511708278,873.8929684029963,834.58982389522112,820.48144938076518,799.31934335512847,749.94329919411564,703.5932314798099,657.24621608837697,614.93222355435944,593.77630613486906,572.62114186819917,531.32048016773717,513.18948140797454,485.99419058790693,460.81471999188301,450.74331252607004,424.55871818329314,380.25006033647946,363.13215678677932,339.97393108066609,307.75643880970762,303.72948230075701,297.68914776956171,243.33197514986256,181.94337791178063,200.05616048375992,234.2735599181982,445.70769278718001,1017.011105086951,784.20389517686067,166.85076266433626,38.138479987815508,17.048232921663399,11.02640849775289,7.0136346326260179,5.0080536687636448,4.0055490228453374,2.001386774925161,2.001386774925161,1,1,1,1,2.001386774925161,1,0,0,0,0,0,0,0,0,0,0,0,0,0,0,0,0,0,0,0,0,0,0,0,0,0,0]
[170,978.70978688561252,938.39422900883744,918.23709442176153,882.96317857335953,837.61307814199472,817.45825766036501,794.28082863136376,746.92037948002371,691.50240325002358,656.23870772958219,621.98435887211519,591.76149571488634,564.56223551278072,527.29131516049324,504.12422061952947,480.95818998708097,455.77898846755306,442.68634818412619,408.44591755181006,358.09763102539472,338.96708669873658,319.83762149017559,288.62887634657591,263.46297565607262,248.36457445281798,199.04985036997184,155.78370551195141,176.9123618266558,213.13864318787526,406.43186161691915,875.9085625698043,623.99926938862291,122.58750062023773,31.106636592896205,13.03338714150617,10.023052380778998,7.0136346326260179,5.0080536687636448,4.0055490228453374,2.001386774925161,1,1,1,1,1,2.001386774925161,2.001386774925161,0,0,0,0,0,0,0,0,0,0,0,0,0,0,0,0,0,0,0,0,0,0,0,0,0,0]
[172.5,978.70978688561252,923.27633700149374,899.08822588305679,871.87737888041204,829.55109114932395,805.36560288841395,776.14244147242925,732.81358322238805,672.35902531066267,626.01418640486224,595.7911233847426,573.62851316240085,530.31318604523244,482.97258393675241,465.85050649283932,440.67212988461301,417.50929134044378,398.375738081294,373.20141655675388,326.88518973280463,299.70257913018418,277.55559808638526,253.39727563823948,228.23481001690109,211.12590005317529,172.88765168108893,146.72942263482432,160.81409189195779,180.93716345181977,330.91243995228746,719.71465807976961,592.76890006969472,121.58168435931715,27.089134400918912,12.029855959070284,7.0136346326260179,5.0080536687636448,2.001386774925161,4.0055490228453374,2.001386774925161,1,1,1,1,1,1,1,0,0,0,0,0,0,0,0,0,0,0,0,0,0,0,0,0,0,0,0,0,0,0,0,0,0]
[175,978.70978688561252,932.34704278695699,908.15869229691498,879.93976479348203,843.65961930001663,816.45052956695815,784.20389517686067,737.85169386875282,678.4042444537622,623.99926938862291,582.69493397084909,564.56223551278072,521.2476253930347,471.89352202889989,448.72905785103239,410.45998340822337,376.22224775081384,363.13215678677932,337.96024530447613,302.72275148002575,286.61552097237734,253.39727563823948,233.2670906927834,185.96829104052892,173.89382052669683,153.77159610801158,150.7534814279953,168.86303514077807,178.92475133337754,316.81728239424859,693.51752672087775,546.43011894300389,109.51255827368547,29.097816174642574,14.036995597894803,11.02640849775289,5.0080536687636448,3.0032976479526123,3.0032976479526123,2.001386774925161,1,1,1,1,0,1,0,0,0,0,0,0,0,0,0,0,0,0,0,0,0,0,0,0,0,0,0,0,0,0,0,0,0]
[177.5,978.70978688561252,928.31560705822335,904.1273626634927,871.87737888041204,837.61307814199472,816.45052956695815,783.19620891882039,734.82882334190344,673.36655807690715,626.01418640486224,581.68754688117576,555.49610331653514,513.18948140797454,480.95818998708097,450.74331252607004,405.42483738535867,360.11143289997989,337.96024530447613,312.79020839351324,282.58885271036019,277.55559808638526,246.35152238988556,218.17058371244863,168.86303514077807,164.83851443258101,152.76555124800095,145.72342504642882,158.80191819600202,166.85076266433626,219.17698581717505,418.51634508443101,364.13907033784858,89.400386559498514,28.093457349309364,15.040675804218308,11.02640849775289,6.010760193776199,2.001386774925161,4.0055490228453374,1,0,0,0,0,0,0,1,0,0,0,0,0,0,0,0,0,0,0,0,0,0,0,0,0,0,0,0,0,0,0,0,0,0]
[180,978.70978688561252,927.30775085588652,906.14302524057416,872.88517306050676,838.62083198201321,820.48144938076518,785.21158272846617,737.85169386875282,670.34396430528011,635.08139285545383,593.77630613486906,561.54017517044895,514.19674253383948,491.03024332244547,452.75757619336599,404.41781565261778,363.13215678677932,335.94657151454635,307.75643880970762,277.55559808638526,274.53568897522905,237.29299343863059,209.1131760876558,187.9807803590999,175.90617563268231,153.77159610801158,148.74143843620294,151.75951300673236,171.8814886853159,282.58885271036019,573.62851316240085,88.394889005535376,45.171626266426578,23.072229545451361,15.040675804218308,13.03338714150617,8.016652840637061,4.0055490228453374,3.0032976479526123,2.001386774925161,1,0,0,1,0,1,0,0,0,0,0,0,0,0,0,0,0,0,0,0,0,0,0,0,0,0,0,0,0,0,0,0,0]
[null,"D - HPS 150W Type II"]
[null,"Generic"]
[null,"HPS"]
[null,"NA"]
[null,189]
[null,"TYPE II, MEDIUM, FULL CUTOFF"]
[]
[null,37]
[null,73]
[null,0,2.5,5,7.5,10,12.5,15,17.5,20,22.5,25,27.5,30,32.5,35,37.5,40,42.5,45,47.5,50,52.5,55,57.5,60,62.5,65,67.5,70,72.5,75,77.5,80,82.5,85,87.5,90]
[0,1981.9749641634348,2070.7355432727031,2118.1433295430343,2062.6662401528342,1934.5703616489466,1807.4914896384403,1729.8365352943624,1671.3454846903555,1614.8733067748915,1549.3277222035513,1518.0684889529637,1482.7765798208968,1411.187020732295,1347.6669240119957,1285.1580030837267,1242.8149673180724,1234.7497890947386,1232.7335027485854,1245.8394226502153,1280.1170914954396,1331.5353067591789,1394.0463902945748,1454.543655781004,1399.0877304474784,1486.809898764471,1403.1208156390885,1285.1580030837267,1135.9557357237859,949.48083801458813,794.28082863136376,554.48876437551053,266.48276126055515,140.69354214646376,58.235984471133037,29.097816174642574,8.016652840637061,0]
[2.5,1981.9749641634348,2008.1992752159911,2041.4844698251366,1970.8801674197155,1842.7903068560186,1731.8535037042891,1657.2272589425841,1605.7976032793329,1544.2858674367747,1484.7932379245299,1458.5768973715776,1425.3029903202066,1360.7740051805092,1293.223502678904,1242.8149673180724,1214.5870745396398,1204.5058423091175,1213.5789475434437,1234.7497890947386,1280.1170914954396,1332.5435271419701,1394.0463902945748,1452.5270391734393,1491.8515628113962,1485.8015680026933,1403.1208156390885,1267.0108143681848,1098.6581338586072,909.16652750170431,731.80596523781946,492.03746007824526,227.22836710560355,115.54696382165466,49.191070759971105,21.064032395764698,5.0080536687636448,0]
[5,1981.9749641634348,2020.3029190546104,2053.5883118446627,1979.9577237667249,1855.9014688485684,1743.9553633489629,1668.3201405373907,1621.9322225146773,1561.4282404181374,1500.9266009508469,1470.6766888703037,1435.3859113303176,1378.9224793778756,1318.4285113946478,1264.9944760272024,1237.7742247795727,1224.6683903637727,1232.7335027485854,1266.0026447966725,1323.4695712007247,1376.9059704032798,1455.5519651324416,1528.152042954941,1592.6883443279025,1596.7219510268928,1504.959968849995,1321.4531449723431,1146.0363803775579,893.04129900390069,731.80596523781946,490.02302863061311,206.09412648536997,107.50116269711758,44.166819783667599,19.056026783849234,7.0136346326260179,0]
[7.5,1981.9749641634348,2022.3202000823192,2054.5969685690998,1985.0008286036355,1862.9613636751676,1751.0148202558562,1684.4553724448606,1637.0585737058739,1578.5708014174231,1517.0601372255874,1490.8432286384764,1460.593522346878,1413.2035792127422,1356.7410436388031,1304.3136466121296,1261.9699745374417,1254.912832585775,1268.0189847411061,1314.3956774101373,1364.8069786629198,1428.3278591640444,1546.3026073731548,1656.2188188320179,1731.8535037042891,1755.0488084043577,1697.5653621317338,1439.4190995743888,1193.4165842398838,903.11953305778582,753.97387774006802,503.11697942016013,202.06879585668304,98.450358463414005,42.157275863478645,18.052101952375242,7.0136346326260179,0]
[10,1981.9749641634348,2068.7182145429474,2097.9696725127405,2022.3202000823192,1906.3298716528989,1797.4062391975117,1734.8789607183505,1685.4638295811908,1628.9911689455628,1569.4953046517671,1550.3360951255308,1523.1102576176645,1484.7932379245299,1458.5768973715776,1379.9307349701794,1331.5353067591789,1338.5928654221241,1362.7904904313311,1414.2118595312106,1463.6184650240459,1545.2942370762919,1665.2948018651193,1812.5341359598203,1934.5703616489466,1981.9749641634348,1823.6280071456438,1528.152042954941,1253.9046726811175,915.2135621254165,751.95858576924502,500.09526792509121,190.99955462404839,92.416946510646028,42.157275863478645,20.060004479273225,8.016652840637061,0]
[12.5,1981.9749641634348,2059.6402596066764,2089.9002638583675,2021.3115593170608,1910.3642019219667,1807.4914896384403,1739.9214007835678,1699.5822926190442,1654.2019404514808,1592.6883443279025,1578.5708014174231,1551.3444687027222,1516.0517861677681,1483.7849085304433,1412.1952996129335,1396.0629241738613,1409.1704651305902,1449.5021195076226,1496.8932438795296,1543.2774984550331,1612.8564793622302,1744.9638554476699,1892.2097829975603,2041.4844698251366,2057.6229417095346,1886.158348608313,1568.4869193528862,1241.8068171737657,881.95537282916689,711.6538991736503,475.92224206476931,171.8814886853159,84.37301438003783,40.147827669756929,21.064032395764698,7.0136346326260179,0]
[15,1981.9749641634348,2063.67490132071,2090.9089382404209,2022.3202000823192,1921.45865399429,1824.6365442391952,1764.1253155737052,1723.7856441719903,1686.4722873203068,1621.9322225146773,1603.7807872290784,1585.6295571764856,1547.3109783269385,1514.0350860625763,1486.809898764471,1480.7599244572896,1483.7849085304433,1516.0517861677681,1534.2022072902007,1560.4198603120992,1681.4300046561746,1854.8929146325258,2037.4498717290523,2172.6131572212835,2136.299785040238,1943.6477497596934,1555.3779695551311,1210.5545715773555,876.91636139145783,684.44951741281852,458.80042075130535,167.85689589015533,83.367575300668861,40.147827669756929,19.056026783849234,9.0197967621976929,0]
[17.5,1981.9749641634348,2097.9696725127405,2123.1867738641477,2056.6142835017777,1958.7768239626887,1870.0212852294442,1814.5511984147977,1772.1933611192419,1732.8619887894267,1669.328587979903,1657.2272589425841,1654.2019404514808,1619.9153863085889,1607.8144218600987,1641.0922909919893,1597.7303542931845,1618.9069691460379,1635.0417187847181,1582.6043722847851,1647.1428854850678,1788.3295621263294,1987.0180741241566,2158.4912176494172,2264.4079736344561,2191.7787932036431,1950.7079698029713,1586.6379534222458,1285.1580030837267,946.45720448724194,716.69186286625541,489.01581600698364,189.99329120214583,87.389402877861457,43.162036139125405,20.060004479273225,10.023052380778998,0]
[20,1981.9749641634348,2065.6922251337533,2083.8482277874505,2022.3202000823192,1937.5961529678818,1870.0212852294442,1814.5511984147977,1774.2103782455711,1730.8450192058197,1682.4384599819907,1674.3708343141161,1713.7008728243975,1669.328587979903,1717.7347742684135,1701.5992254975022,1668.3201405373907,1678.4046423055361,1681.4300046561746,1719.7517285407014,1765.1338192544852,1866.9956012970247,2030.3893442756496,2207.9184060557081,2319.8901696487505,2179.6741614325315,1949.6993653745722,1707.6500384515043,1403.1208156390885,1031.1224832580795,782.18852395600732,542.40084064130906,209.1131760876558,94.428041332223657,43.162036139125405,23.072229545451361,10.023052380778998,0]
[22.5,1981.9749641634348,2073.7615400479999,2092.9262884626178,2045.5190758868755,1962.811263503067,1913.389955210263,1854.8929146325258,1816.5682631097154,1780.2614433587723,1740.9298905498288,1736.8959349898671,1761.0998079884325,1759.0828058157663,1766.1423235108944,1755.0488084043577,1735.8874475614546,1775.2188876679345,1877.0812334106956,1860.9442481358299,1840.7732132658066,1963.8198746832438,2130.2476160141623,2368.312079726496,2392.5234069412813,2233.136786771614,2080.8222163334694,1858.927134780701,1490.8432286384764,1171.2383778827652,875.9085625698043,626.01418640486224,249.37110660510621,107.50116269711758,49.191070759971105,25.080601549217004,12.029855959070284,0]
[25,1981.9749641634348,2098.9783507771226,2115.1172687069893,2066.7008877784397,2007.1906415129854,1969.8715526225826,1913.389955210263,1876.0726677583752,1837.7475770214191,1807.4914896384403,1820.602399209437,1834.7219457534077,1844.8074026519096,1843.7988544784041,1842.7903068560186,1873.0469740525225,1975.9232491349032,1980.9663437085635,1887.1669196612788,1887.1669196612788,2064.6835629810971,2307.7848490756414,2460.1146498324629,2420.7702645484264,2336.0306951843845,2256.3379483855174,2013.2424513172753,1649.1597552543581,1301.2890525268974,953.51236434235159,709.63872365870475,295.67573001326275,110.51826994484387,53.210843750071625,25.080601549217004,12.029855959070284,0]
[27.5,1981.9749641634348,2052.5796556151499,2070.7355432727031,2030.3893442756496,1987.0180741241566,1958.7768239626887,1904.3127097157051,1873.0469740525225,1845.8159513762348,1821.6109346304568,1846.8245006510754,1854.8929146325258,1880.1069336146923,1902.2955499130685,1916.4157132785863,1986.0094511080301,2039.4671697804051,1943.6477497596934,1902.2955499130685,1974.9146317621396,2141.3432723152087,2279.5393483374469,2420.7702645484264,2461.1234885333361,2487.3534392694373,2407.6556109043636,2205.9009479859465,1825.6450818896419,1413.2035792127422,1027.0906411206226,769.08873806861379,349.03566352307149,116.55272914527278,55.220845530457993,23.072229545451361,11.02640849775289,0]
[30,1981.9749641634348,2061.6575794777095,2082.839556814723,2051.5709998808056,2023.3288413501423,2007.1906415129854,1951.7165747523459,1922.4672437252057,1898.2612367205277,1891.2012092550665,1922.4672437252057,1956.7596073044258,1976.9318670220041,2001.1388499370387,2032.4066353346391,2089.9002638583675,2054.5969685690998,1980.9663437085635,2019.2942792952235,2092.9262884626178,2199.8485848430059,2288.6182213657398,2467.1765294081893,2561.0005380762923,2697.2027587216817,2501.4773735396752,2360.2416921451395,1994.0784495437802,1564.4533846379861,1142.0041118423874,857.76838316697331,414.48814469174425,129.62844161748095,55.220845530457993,25.080601549217004,13.03338714150617,0]
[32.5,1981.9749641634348,2058.6316004112473,2083.8482277874505,2064.6835629810971,2051.5709998808056,2045.5190758868755,1995.0870766444493,1963.8198746832438,1961.8026528406551,1965.8370985958388,1994.0784495437802,2059.6402596066764,2066.7008877784397,2069.7268786622876,2119.1520174484262,2122.1780840415504,2070.7355432727031,2067.7095509149171,2083.8482277874505,2157.4825112047693,2274.4955455878367,2355.1977138999441,2525.6900173918793,2695.1848970234037,2766.8199032442285,2572.0982310609988,2407.6556109043636,2056.6142835017777,1660.2525829509932,1199.4652577592099,924.28418881946754,463.83618533351046,128.62256901424442,56.225874000831865,24.076394620737908,12.029855959070284,0]
[35,1981.9749641634348,2081.8308863299858,2112.0912121959464,2103.0130686747621,2107.0477943054639,2107.0477943054639,2056.6142835017777,2035.4325756730479,2052.5796556151499,2067.7095509149171,2124.1954641654788,2161.5173398079901,2155.4650997291069,2170.5957316541662,2173.621870706746,2141.3432723152087,2137.3084815445268,2133.2736983830673,2144.3693703781632,2222.0406640147612,2381.4265181011756,2570.0804651361213,2645.7477596510598,2833.4118536448932,2729.4887502371312,2649.783409973666,2482.3091964232399,2056.6142835017777,1699.5822926190442,1228.7009399454205,970.64654035114972,533.33507413241443,132.64610597383572,52.205871129025049,26.08484865749011,13.03338714150617,0]
[37.5,1981.9749641634348,2084.8568992479281,2116.1259551720873,2116.1259551720873,2135.2910890117496,2140.3345739099573,2092.9262884626178,2083.8482277874505,2135.2910890117496,2162.5260481349956,2231.1193058018348,2227.0843493313496,2208.9271357812904,2211.9533277183218,2174.6305846598557,2154.4563946985336,2163.5347569320406,2156.4738052312582,2193.7962383350541,2337.0394817375332,2531.7432146742276,2774.8915702899521,2800.1156806776407,2888.9063416701338,2854.6005311633357,2746.6408386977132,2535.7786875636448,2063.67490132071,1676.3877370977445,1262.9781408969488,999.87612340042017,592.76890006969472,132.64610597383572,52.205871129025049,26.08484865749011,14.036995597894803,0]
[40,1981.9749641634348,2057.6229417095346,2094.9436406273785,2102.0043884748015,2134.2823934592843,2143.3606705495354,2099.9870295257483,2109.0651600160909,2168.5783079602379,2230.1105660002718,2280.5481102260383,2265.4167288128779,2234.1455279394163,2201.8660373779094,2149.4128766270524,2148.4041744305805,2135.2910890117496,2153.4476901397584,2259.3642044803632,2450.0262855825858,2686.1045380743644,2880.8343494628666,2929.266639435391,2910.0954282549064,3031.1788467449569,2929.266639435391,2505.512797983738,2040.4758195537197,1666.3032474796319,1303.3054478043848,1000.884055427933,614.93222355435944,120.57587641098782,51.200917835379968,24.076394620737908,15.040675804218308,0]
[42.5,1981.9749641634348,2023.3288413501423,2064.6835629810971,2077.7962092756316,2122.1780840415504,2137.3084815445268,2100.9957087583844,2128.2302301535951,2197.8311341564358,2280.5481102260383,2302.7409842063093,2286.6006909117309,2249.2766999423916,2173.621870706746,2138.3171785243935,2123.1867738641477,2121.1693946979126,2198.839859268573,2327.9604184420573,2577.1426527887747,2768.8378178029607,2781.9542981982822,2991.8261961694775,3106.8584498669907,3068.5138845993224,2981.7358559689492,2438.9291328454833,1999.1215901386311,1707.6500384515043,1428.3278591640444,1087.5698996509766,616.94711115541907,114.54120724389411,47.181305740243346,26.08484865749011,15.040675804218308,0]
[45,1981.9749641634348,2043.5017718612796,2088.8915899626568,2107.0477943054639,2160.5086319512475,2179.6741614325315,2155.4650997291069,2198.839859268573,2284.5831622360674,2375.3736914004407,2385.4617444424284,2363.2680842626301,2305.7673018050245,2206.9096767905257,2166.5608861412375,2143.3606705495354,2161.5173398079901,2277.5218258983418,2470.2030554113535,2698.2116901364352,2753.7034944976781,2773.8826106251081,3068.5138845993224,3522.6234637169282,3268.314370634625,3003.9346492763984,2514.5925267072198,2065.6922251337533,1811.5256055730838,1614.8733067748915,1226.6846634991973,561.54017517044895,111.52399075900288,48.186177781824156,23.072229545451361,13.03338714150617,0]
[47.5,1981.9749641634348,2062.6662401528342,2113.0998972186903,2143.3606705495354,2202.874764337957,2227.0843493313496,2219.0144583128704,2272.4780276152401,2384.4529372173706,2468.1853709973598,2470.2030554113535,2440.9467932343514,2370.3296809182584,2247.2592044517164,2200.8573108795235,2170.5957316541662,2255.3291972547081,2391.514596736617,2573.1071146165109,2652.8101517456475,2676.0152863232888,2874.780370131793,3321.7984212107694,4112.0432006955207,3821.3590836071703,3217.858520444744,2650.7923235140925,2330.9867689503444,2144.3693703781632,1947.6821580817668,1473.7016523162054,512.18222225713123,124.59915780868042,46.176455080303917,26.08484865749011,13.03338714150617,0]
[50,1981.9749641634348,2011.2251793605242,2061.6575794777095,2098.9783507771226,2164.5434661989088,2190.7700713335016,2202.874764337957,2273.4867863779655,2392.5234069412813,2461.1234885333361,2463.1411671742726,2429.8496817506452,2331.9955533256339,2205.9009479859465,2150.4215792964283,2145.3780706808025,2259.3642044803632,2415.726158572143,2466.1676882311267,2416.7349789263635,2493.4065441725379,2810.2053885076148,3346.0178977514202,4258.4024448772943,3889.9909014820973,3243.0863475128813,2640.7032053967155,2505.512797983738,2485.3357409034811,2261.3817107935979,1637.0585737058739,472.90069882800782,156.78976997111801,54.215835334169334,27.089134400918912,13.03338714150617,0]
[52.5,1981.9749641634348,2028.3720552189336,2081.8308863299858,2128.2302301535951,2200.8573108795235,2230.1105660002718,2258.3554519985455,2348.1361624916653,2465.1588474663408,2525.6900173918793,2524.6811525862477,2481.3003490821429,2362.2592864596968,2254.3204465746358,2186.7351884950017,2210.9445966128064,2357.215303904326,2443.973286941186,2355.1977138999441,2304.7585288309633,2412.6997000353836,2882.8523453988878,3184.5580915147661,4475.427078072772,3862.7398866184449,3226.9405155078039,2722.4261568351762,2856.6185086636519,2947.4289551386123,2638.6853863895117,1747.9893352360714,463.83618533351046,157.79584087948061,49.191070759971105,22.068108142325048,12.029855959070284,0]
[55,1981.9749641634348,2027.3634114420508,2079.813546825415,2128.2302301535951,2212.962059283394,2243.2242189002272,2284.5831622360674,2393.5322175708875,2500.4685184444229,2555.9561480433085,2550.9117679558854,2502.4862290413962,2368.312079726496,2265.4167288128779,2211.9533277183218,2249.2766999423916,2381.4265181011756,2323.9252905457292,2206.9096767905257,2196.8224095068008,2326.9516358124492,2865.6994250240832,3091.7223804576724,4590.5049035665306,3861.730593451693,3174.4671209583034,2804.151559458533,3136.1217259647797,3348.0361953860147,2766.8199032442285,1674.3708343141161,433.62243854303483,135.66383892015347,56.225874000831865,22.068108142325048,13.03338714150617,0]
[57.5,1981.9749641634348,2022.3202000823192,2077.7962092756316,2130.2476160141623,2213.9707913078155,2255.3291972547081,2312.8287249578011,2433.8849891715854,2527.7077482107193,2578.1515383186229,2570.0804651361213,2511.5659468210442,2389.4969776028306,2286.6006909117309,2245.241710770455,2289.6269872591311,2337.0394817375332,2197.8311341564358,2115.1172687069893,2143.3606705495354,2348.1361624916653,2866.7084175069831,3123.0036717592016,4592.523838723745,3973.7637283253457,3211.8038712910957,3064.4776423135395,3481.2464923353054,3792.0900051509047,2889.9153422815948,1605.7976032793329,483.97978406127578,137.67569823504508,52.205871129025049,25.080601549217004,12.029855959070284,0]
[60,1981.9749641634348,2027.3634114420508,2085.8655711959245,2140.3345739099573,2225.06687383394,2283.5743985656027,2351.1625390726026,2473.2295851189601,2556.9650252548881,2602.3649090035683,2589.2493051437946,2523.6722881833584,2421.7790870043609,2325.9428536197333,2267.434240515724,2314.8462783888795,2255.3291972547081,2112.0912121959464,2073.7615400479999,2133.2736983830673,2379.4089074913345,2819.2861565006547,3173.4580256634567,4768.1745496613403,4242.2522094542082,3406.5673525779057,3371.2467053627852,3682.0806741059782,4318.9663708087573,3207.7674448553116,1722.7771643791923,580.68016153438612,178.92475133337754,54.215835334169334,22.068108142325048,11.02640849775289,0]
[62.5,1981.9749641634348,2012.2338150863627,2068.7182145429474,2126.2128462034316,2210.9445966128064,2279.5393483374469,2351.1625390726026,2475.2472736464852,2556.9650252548881,2595.3026525445794,2573.1071146165109,2516.6102486533723,2427.8320305500451,2336.0306951843845,2290.6357535965244,2281.5568725603935,2156.4738052312582,2065.6922251337533,2063.67490132071,2123.1867738641477,2387.4793601709548,2770.8557338308706,3340.9721589874698,4977.1467289052116,4503.6915361657466,3610.4249799228146,3911.1862671867352,4200.8675120995613,4957.9653365689674,3747.6821797373254,2013.2424513172753,682.43442047637177,187.9807803590999,52.205871129025049,24.076394620737908,11.02640849775289,0]
[65,1981.9749641634348,2028.3720552189336,2088.8915899626568,2149.4128766270524,2231.1193058018348,2311.8199489014933,2394.5410286252559,2514.5925267072198,2592.2759770790176,2605.3915962072888,2595.3026525445794,2530.7343474555228,2458.0969736707507,2376.3824947816124,2323.9252905457292,2242.2154736447596,2119.1520174484262,2059.6402596066764,2077.7962092756316,2150.4215792964283,2387.4793601709548,2855.6095197354166,3720.4321830996155,5069.0165216684873,4425.9647061851374,3777.9601858740025,4368.4275402514786,4708.6140893532456,5623.2982272695117,4623.8174468029938,2708.3010249897111,877.92416137017199,228.23481001690109,55.220845530457993,24.076394620737908,13.03338714150617,0]
[67.5,1981.9749641634348,2015.2597252933201,2074.770206620321,2132.2650037833255,2221.0319283230428,2301.7322125560986,2395.5498401042064,2512.5748063784786,2581.1781972739732,2591.2670860414801,2580.1693105613749,2523.6722881833584,2465.1588474663408,2401.6027178841937,2328.969201508371,2197.8311341564358,2107.0477943054639,2071.7442083739506,2081.8308863299858,2164.5434661989088,2364.2768824957539,2789.0170440193724,3822.3683661790074,4962.0035182780321,4179.6706294712667,3868.7956511490688,4547.0980128894607,5202.2811477059304,6395.7480506914826,5636.4239788538225,3659.8773510291899,1292.2153124748895,300.70929988356477,64.266722767294254,27.089134400918912,12.029855959070284,0]
[70,1981.9749641634348,2020.3029190546104,2077.7962092756316,2135.2910890117496,2225.06687383394,2304.7585288309633,2406.6467943442826,2518.6279722156423,2577.1426527887747,2591.2670860414801,2577.1426527887747,2542.8407805517922,2497.4419555991135,2444.9821190090515,2359.2328956338811,2205.9009479859465,2126.2128462034316,2106.0391121736243,2120.1607058334635,2212.962059283394,2388.4881686740619,2617.4983801075382,3573.0838414761388,4653.0923040017069,3995.9688713419082,4153.4270188754326,4854.9928206057666,5707.1016258913614,7030.943936863172,6808.7700563619455,4661.1681591068682,1766.1423235108944,354.07006128064398,77.335200513321496,28.093457349309364,14.036995597894803,0]
[72.5,1981.9749641634348,2027.3634114420508,2088.8915899626568,2140.3345739099573,2227.0843493313496,2313.8375014536578,2413.708519126475,2522.6634241833708,2574.1159985672007,2586.2226367430271,2582.1870843805104,2574.1159985672007,2533.7609503163358,2486.34458988199,2409.6732452911788,2261.3817107935979,2164.5434661989088,2147.3954727072332,2135.2910890117496,2225.06687383394,2373.3560859222871,2570.0804651361213,3274.3691251883242,4423.9458455511349,4028.2674810513518,4722.7470121803753,5097.2844862700695,5899.9550512256956,7389.4664890302083,7792.4463495729242,5773.7413513458605,2324.9340718640956,406.43186161691915,102.47283981975923,31.106636592896205,15.040675804218308,0]
[75,1981.9749641634348,2024.3374831202773,2082.839556814723,2134.2823934592843,2225.06687383394,2310.8111732849338,2414.7173386387876,2509.5482289208503,2557.9739028641316,2569.0715827670638,2578.1515383186229,2594.29376033072,2564.0271768618181,2531.7432146742276,2469.1942129984704,2316.8638335766491,2205.9009479859465,2166.5608861412375,2151.4302824384849,2234.1455279394163,2354.1889195451522,2495.4242490709221,3107.8675237841871,3996.9781989585704,4101.9496494620989,5356.7512264922525,5033.6817874787266,5862.59551239547,7420.7749296662369,8388.3692255975675,6619.9279437014129,2640.7032053967155,403.41079642490519,92.416946510646028,34.120107905260866,14.036995597894803,0]
[77.5,1981.9749641634348,2019.2942792952235,2077.7962092756316,2126.2128462034316,2210.9445966128064,2295.67959193665,2398.5762770867805,2485.3357409034811,2534.7698187394208,2555.9561480433085,2577.1426527887747,2603.3738043476001,2585.2137480622528,2576.1337676534854,2528.7166142236074,2370.3296809182584,2239.189240599384,2177.6567293228982,2175.6392990803956,2273.4867863779655,2406.6467943442826,2478.2738095181139,3025.1245594225188,3829.433351632465,4441.1061902351012,5887.8384180703379,5479.9266416819555,5902.9842134007413,7285.4426249006037,8927.7665051390413,7452.0835022624005,3020.0793292326421,434.62953033917995,113.53545948863409,36.12923810708449,17.048232921663399,0]
[80,1981.9749641634348,2020.3029190546104,2075.7788736825264,2120.1607058334635,2198.839859268573,2281.5568725603935,2375.3736914004407,2462.132327647329,2512.5748063784786,2537.7964264148804,2575.1248829129099,2610.4360826839252,2602.3649090035683,2620.5250848336741,2584.2048597748039,2411.6908813656842,2275.5043052446545,2209.9358659670606,2253.3116963455018,2338.0482687256931,2448.0086177070161,2450.0262855825858,2891.9333445602078,3727.4969779554799,4747.9844793783241,6019.1032600920316,5531.4188272044694,5635.4143045700048,6939.0438774039894,9088.3799427006525,8184.3364747507494,3312.7161629196457,433.62243854303483,175.90617563268231,40.147827669756929,16.044422974417238,0]
[82.5,1981.9749641634348,2017.2770012866408,2072.7528739657969,2114.108582722447,2186.7351884950017,2268.4429970397496,2360.2416921451395,2434.8938170715887,2477.2649638170815,2513.5836663405926,2572.0982310609988,2617.4983801075382,2618.5072812946296,2657.8547290302031,2628.5963144995176,2454.061626312217,2299.7146705808782,2252.302946567509,2300.7234413475567,2413.708519126475,2546.8762710599367,2615.4805788989688,2984.7629544525821,3656.8496355629795,4990.2708820187736,5967.6067084564074,5552.6216312730958,5395.1170390267225,6506.827213494098,8914.6347158169174,8646.952493749046,3354.0910955797053,359.10453055246012,111.52399075900288,36.12923810708449,18.052101952375242,0]
[85,1981.9749641634348,2022.3202000823192,2074.770206620321,2120.1607058334635,2186.7351884950017,2267.434240515724,2353.1801256222097,2423.7967331755085,2458.0969736707507,2493.4065441725379,2559.9916592749919,2622.5428899248755,2622.5428899248755,2692.1581073061711,2645.7477596510598,2476.2561185264826,2323.9252905457292,2289.6269872591311,2350.153746446309,2490.3799898837433,2668.9528326995928,2697.2027587216817,3085.6679734012773,3660.886590074073,5279.0108185274394,5842.4012660115077,5534.4477942505519,5324.4433866655372,6137.2440650179806,8963.1214183755928,9018.6794204458783,3266.2961216058384,335.94657151454635,113.53545948863409,36.12923810708449,18.052101952375242,0]
[87.5,1981.9749641634348,1988.0266976517553,2037.4498717290523,2082.839556814723,2141.3432723152087,2218.0057239948283,2305.7673018050245,2366.29448025184,2392.5234069412813,2422.7879098801127,2498.4508094739776,2570.0804651361213,2579.1604242428725,2673.9974405286143,2610.4360826839252,2439.9379628315669,2312.8287249578011,2293.6620552707468,2354.1889195451522,2534.7698187394208,2744.6229403708576,2740.5871481645768,3063.4685825716424,3590.2405325962136,5419.3482190763725,5594.0178149044887,5480.9362877473159,5204.30033515777,5816.1488499970474,8736.8524047627088,8737.8625213903597,2897.9873598327154,306.74969472040391,120.57587641098782,39.143140946941287,19.056026783849234,0]
[90,1981.9749641634348,1982.9835851310775,2025.346125392472,2070.7355432727031,2126.2128462034316,2201.8660373779094,2281.5568725603935,2338.0482687256931,2360.2416921451395,2392.5234069412813,2467.1765294081893,2553.9383948137743,2571.0893479008164,2684.0866846909244,2603.3738043476001,2426.8232055778144,2319.8901696487505,2337.0394817375332,2393.5322175708875,2630.614125787446,2827.3579748051861,2794.0618734049153,3052.3689473492441,3497.3935449847354,5430.4542128008343,5432.4734868262967,5492.0424067217118,4969.0703441672131,5662.6755735596334,8345.9461621315077,7953.0381725476445,2443.973286941186,268.49597068019642,90.405895411488231,34.120107905260866,17.048232921663399,0]
[92.5,1981.9749641634348,1978.9491043381777,2018.2856400391497,2066.7008877784397,2111.0825276544465,2189.7613499273516,2266.4254844400321,2314.8462783888795,2335.0219090664305,2357.215303904326,2441.9556240536649,2540.8230376963083,2563.0182968698623,2686.1045380743644,2609.4271846089255,2425.8143810245342,2321.9077292215643,2345.1097898073535,2434.8938170715887,2747.6497884165942,2934.3117158758041,2826.3489962567992,2963.5733296479984,3426.7507440651152,5353.7223582209344,5078.1026360152446,5212.3770927884489,4531.9561714670817,5422.3771242028279,7754.0664008708081,6824.927915360835,1980.9663437085635,241.3189644239616,81.356733631351972,29.097816174642574,18.052101952375242,0]
[95,1981.9749641634348,1996.0957042545253,2032.4066353346391,2073.7615400479999,2116.1259551720873,2192.7875155375646,2261.3817107935979,2310.8111732849338,2326.9516358124492,2344.1009997793635,2419.7614425124839,2520.6456973927384,2554.947271229551,2696.1938276839564,2617.4983801075382,2438.9291328454833,2354.1889195451522,2390.5057869570733,2502.4862290413962,2893.9513482455864,3070.5320077315941,2871.7533852406859,2925.2305845322676,3351.0636441166816,4911.5264837525974,4632.9027275522294,4930.7076961097655,4078.7345758875235,5346.6550055801181,6956.2119285046247,5823.2167965318577,1773.2018693958976,266.48276126055515,79.345941616877255,30.102209640499385,17.048232921663399,0]
[97.5,1981.9749641634348,2006.1820083163216,2041.4844698251366,2080.8222163334694,2117.1346421175112,2189.7613499273516,2256.3379483855174,2302.7409842063093,2311.8199489014933,2317.8726118288159,2393.5322175708875,2494.4153964179209,2545.8673978336496,2698.2116901364352,2623.5517930521637,2442.9644552893333,2343.0922101850751,2383.4441304186876,2541.8319089240376,2983.7539212837764,3168.4125539995202,2938.3477832680401,2851.5735675852898,3124.0127509005588,4438.0778892937269,4230.139573182536,4531.9561714670817,3601.3419646376324,5278.0012103263462,5825.2362114020989,4371.4557933550677,1378.9224793778756,229.24125736189183,70.298027302456234,30.102209640499385,17.048232921663399,0]
[100,1981.9749641634348,2000.1302197837717,2029.3806994968827,2069.7268786622876,2099.9870295257483,2164.5434661989088,2224.0581367704171,2264.4079736344561,2268.4429970397496,2268.4429970397496,2333.0043381368682,2440.9467932343514,2497.4419555991135,2672.9885182016455,2616.4894793089347,2421.7790870043609,2313.8375014536578,2346.1185802688565,2526.6988826000875,3015.0341074627013,3236.0225361060625,2954.4921081447624,2748.6587385055973,2849.5555936496726,3915.2234927308177,3729.515493229489,3923.297956291331,2994.8533048643008,4950.8985264860212,4595.552243121916,3102.8221574733529,1055.3138646951068,199.04985036997184,68.287532720608553,27.089134400918912,17.048232921663399,0]
[102.5,1981.9749641634348,2001.1388499370387,2026.3547681664795,2058.6316004112473,2082.839556814723,2144.3693703781632,2195.8136853198862,2224.0581367704171,2216.9969901350937,2214.9795237913791,2271.4692692998578,2380.4177125827059,2440.9467932343514,2634.6497530007728,2622.5428899248755,2417.7437997012785,2293.6620552707468,2324.9340718640956,2504.5039412635933,3014.0250641203465,3310.6978866751315,2973.663608363659,2753.7034944976781,2727.4708645430419,3471.1546224018748,3342.9904535801652,3477.2097408500204,2590.2581953963549,4701.5476438233272,3695.2008824828772,2173.621870706746,874.90076490654008,233.2670906927834,68.287532720608553,26.08484865749011,15.040675804218308,0]
[105,1981.9749641634348,1995.0870766444493,2017.2770012866408,2044.5104236255195,2062.6662401528342,2118.1433295430343,2159.4999245649819,2171.6044442036855,2162.5260481349956,2153.4476901397584,2206.9096767905257,2319.8901696487505,2390.5057869570733,2590.2581953963549,2612.4538800023865,2411.6908813656842,2277.5218258983418,2279.5393483374469,2451.0351201429403,2971.6455498804635,3372.2558615998032,3032.1878958071657,2775.9005303212916,2603.3738043476001,3147.2216608096446,2913.1224532323995,3038.2421972210832,2458.0969736707507,4011.1088122981701,2713.3457065058828,1312.3792650509563,635.08139285545383,201.06247565441669,58.235984471133037,25.080601549217004,14.036995597894803,0]
[107.5,1981.9749641634348,1992.0611968716976,2013.2424513172753,2034.4239283939207,2046.5277286451053,2096.9609947328336,2117.1346421175112,2122.1780840415504,2105.0304305244067,2097.9696725127405,2144.3693703781632,2262.3904646246178,2338.0482687256931,2529.7254806385945,2597.3204381475512,2408.6644278867211,2262.3904646246178,2244.2329646088592,2388.4881686740619,2882.8523453988878,3392.439049575843,3079.6135782123956,2763.7930341631795,2495.4242490709221,2927.248611288916,2638.6853863895117,2616.4894793089347,2319.8901696487505,3124.0127509005588,2066.7008877784397,967.62284012250916,596.79853456367937,278.56224176899144,87.389402877861457,24.076394620737908,13.03338714150617,0]
[110,1981.9749641634348,1996.0957042545253,2010.2165441400143,2028.3720552189336,2036.44122345151,2076.787541234376,2085.8655711959245,2080.8222163334694,2055.6056257882178,2048.5450356512083,2092.9262884626178,2216.9969901350937,2296.6883609339457,2468.1853709973598,2584.2048597748039,2409.6732452911788,2259.3642044803632,2212.962059283394,2319.8901696487505,2790.0260091677228,3356.1093980718083,3097.7767993583707,2775.9005303212916,2517.6191102325738,2921.1945351922759,2740.5871481645768,2539.8141668687681,2485.3357409034811,2677.0242097907121,1779.2529310778141,889.01003712505587,575.64326104967381,287.62219689954674,54.215835334169334,23.072229545451361,12.029855959070284,0]
[112.5,1981.9749641634348,1965.8370985958388,1975.9232491349032,1987.0180741241566,1992.0611968716976,2020.3029190546104,2018.2856400391497,2001.1388499370387,1975.9232491349032,1967.854324576324,2019.2942792952235,2143.3606705495354,2223.0494001639518,2358.2240995535481,2524.6811525862477,2368.312079726496,2205.9009479859465,2139.3258759796122,2211.9533277183218,2611.4449811484637,3186.5762894625313,3065.486702387368,2750.6766397934202,2416.7349789263635,2706.2831550106789,2728.4798072037265,2269.4517540119136,2248.2679519709782,2055.6056257882178,1376.9059704032798,537.36428484003864,286.61552097237734,165.84463549957897,44.166819783667599,19.056026783849234,11.02640849775289,0]
[115,1981.9749641634348,1990.0439462403338,1997.1043323737529,2008.1992752159911,2005.1733756262549,2021.3115593170608,2010.2165441400143,1983.9922066112313,1955.750999754207,1951.7165747523459,2007.1906415129854,2130.2476160141623,2203.8834917594522,2307.7848490756414,2521.6545605864412,2389.4969776028306,2218.0057239948283,2118.1433295430343,2164.5434661989088,2464.1500071140017,3056.4051736815013,3082.6407743219434,2706.2831550106789,2414.7173386387876,2485.3357409034811,2644.73884803091,2127.2215379395975,2190.7700713335016,1797.4062391975117,1387.9968061579712,554.48876437551053,323.86478456311931,187.9807803590999,74.319187225450264,19.056026783849234,12.029855959070284,0]
[117.5,1981.9749641634348,1997.1043323737529,1998.1129610018729,2006.1820083163216,2000.1302197837717,2010.2165441400143,1990.0439462403338,1952.7251802224259,1927.5102003034203,1927.5102003034203,1993.0698229527777,2100.9957087583844,2164.5434661989088,2242.2154736447596,2486.34458988199,2395.5498401042064,2221.0319283230428,2100.9957087583844,2089.9002638583675,2319.8901696487505,2805.1605300607762,2976.6906986534937,2665.9260725731801,2420.7702645484264,2400.5939038614811,2453.0527905079239,2100.9957087583844,2159.4999245649819,1775.2188876679345,1341.6175448114911,587.73189545758112,306.74969472040391,128.62256901424442,44.166819783667599,17.048232921663399,9.0197967621976929,0]
[120,1981.9749641634348,1973.9060149039763,1971.8887827325018,1973.9060149039763,1961.8026528406551,1962.811263503067,1936.5875553367143,1893.2183572771005,1869.0127233748408,1891.2012092550665,1957.7682153740088,2038.4585205054343,2093.9349643022947,2150.4215792964283,2403.6203471994572,2372.3472838256689,2193.7962383350541,2057.6229417095346,2007.1906415129854,2149.4128766270524,2528.7166142236074,2810.2053885076148,2575.1248829129099,2335.0219090664305,2133.2736983830673,2245.241710770455,1975.9232491349032,1865.9870410743999,1565.4617673437849,1229.7090794083842,470.88634737729012,124.59915780868042,63.261558950597731,28.093457349309364,14.036995597894803,9.0197967621976929,0]
[122.5,1981.9749641634348,1979.9577237667249,1974.9146317621396,1974.9146317621396,1959.7854330702003,1953.7337862129405,1924.4844247725937,1873.0469740525225,1852.875807844227,1891.2012092550665,1955.750999754207,2004.1647434430383,2053.5883118446627,2106.0391121736243,2345.1097898073535,2366.29448025184,2176.648013968148,2038.4585205054343,1975.9232491349032,2026.3547681664795,2325.9428536197333,2651.8012374381346,2444.9821190090515,2184.7177498639853,1971.8887827325018,2069.7268786622876,1846.8245006510754,1848.8416008511138,1467.6517316400773,1255.92099329955,512.18222225713123,133.65200941145397,78.340564620239888,32.111095952304076,17.048232921663399,8.016652840637061,0]
[125,1981.9749641634348,1966.8457113277279,1956.7596073044258,1951.7165747523459,1931.544575057809,1921.45865399429,1884.1412081189699,1831.6963194699567,1820.602399209437,1881.1155014307371,1927.5102003034203,1942.6391489856537,1988.0266976517553,2046.5277286451053,2236.1630116398278,2325.9428536197333,2142.3519711951417,2009.2079094250844,1916.4157132785863,1921.45865399429,2110.0738435944186,2433.8849891715854,2316.8638335766491,2078.8048778060565,1833.7134031046771,1870.0212852294442,1747.9893352360714,1644.1175854579226,1399.0877304474784,1205.5139617506477,519.23307765386471,128.62256901424442,107.50116269711758,28.093457349309364,15.040675804218308,8.016652840637061,0]
[127.5,1981.9749641634348,1971.8887827325018,1959.7854330702003,1950.7079698029713,1925.4930160885128,1872.0384105685773,1868.0041620639367,1813.5426669071608,1819.5938643465445,1887.1669196612788,1908.3470357224051,1903.3041295474241,1946.6735552179014,2010.2165441400143,2147.3954727072332,2261.3817107935979,2120.1607058334635,1981.9749641634348,1888.1754912527256,1845.8159513762348,1920.4500647922634,2172.6131572212835,2198.839859268573,1990.0439462403338,1761.0998079884325,1766.1423235108944,1659.2441410024423,1496.8932438795296,1324.477785466137,1105.7143411803265,536.35697932476273,166.85076266433626,154.77764754354726,31.106636592896205,16.044422974417238,7.0136346326260179,0]
[130,1981.9749641634348,1953.7337862129405,1940.6219490072456,1928.5187932018594,1902.2955499130685,1885.1497780941129,1834.7219457534077,1786.3125290189562,1804.465908589119,1869.0127233748408,1864.9784813963506,1851.8672552725677,1886.158348608313,1945.6649528760877,2035.4325756730479,2146.3867714572339,2068.7182145429474,1924.4844247725937,1829.6792380542477,1769.1678397306264,1769.1678397306264,1921.45865399429,2036.44122345151,1930.5359805793269,1675.3792854027276,1728.8280519702566,1581.5959786041019,1466.6434139468058,1299.2726603707636,1071.4417609051841,586.72449969839079,170.87533157355321,117.55850313942643,37.13384546983891,14.036995597894803,9.0197967621976929,0]
[132.5,1981.9749641634348,1972.8973985606769,1957.7682153740088,1941.6305487347479,1911.3727858198192,1892.2097829975603,1839.7646672985848,1796.3977172574425,1828.6706981792865,1881.1155014307371,1860.9442481358299,1844.8074026519096,1875.0641026477128,1923.4758339847333,1979.9577237667249,2058.6316004112473,2040.4758195537197,1927.5102003034203,1827.6621588599942,1750.0063246685534,1727.8195692338438,1784.2954981868616,1899.2698142163651,1877.0812334106956,1633.024866348906,1631.0080164014964,1508.9933475480118,1428.3278591640444,1264.9944760272024,996.85233341219282,509.16045669356748,163.83239950048687,114.54120724389411,32.111095952304076,14.036995597894803,9.0197967621976929,0]
[135,1981.9749641634348,1974.9146317621396,1952.7251802224259,1931.544575057809,1900.2783922472568,1875.0641026477128,1822.6194706092954,1794.3806750745186,1832.7048610100917,1861.9528056326203,1832.7048610100917,1824.6365442391952,1851.8672552725677,1875.0641026477128,1890.1926360499049,1933.5617655928907,1952.7251802224259,1897.2526597600297,1827.6621588599942,1730.8450192058197,1699.5822926190442,1669.328587979903,1737.9044230032487,1703.6161607642787,1592.6883443279025,1674.3708343141161,1400.0960006578398,1338.5928654221241,1113.7786331869247,877.92416137017199,469.8791748777619,135.66383892015347,68.287532720608553,31.106636592896205,14.036995597894803,7.0136346326260179,0]
[137.5,1981.9749641634348,1982.9835851310775,1960.7940426962784,1935.5789582303112,1908.3470357224051,1881.1155014307371,1825.6450818896419,1812.5341359598203,1855.9014688485684,1854.8929146325258,1825.6450818896419,1821.6109346304568,1847.8330504761366,1853.8843609643134,1842.7903068560186,1845.8159513762348,1891.2012092550665,1870.0212852294442,1835.7304889559762,1764.1253155737052,1708.6585093616097,1636.05014593482,1643.1091533508616,1551.3444687027222,1524.1186133530769,1677.3961893988017,1304.3136466121296,1417.236704793469,1023.0588147943211,784.20389517686067,385.28488595522572,102.47283981975923,65.271902290436884,27.089134400918912,13.03338714150617,7.0136346326260179,0]
[140,1981.9749641634348,1961.8026528406551,1935.5789582303112,1910.3642019219667,1881.1155014307371,1853.8843609643134,1798.4147617028943,1804.465908589119,1845.8159513762348,1813.5426669071608,1794.3806750745186,1790.3465975064146,1801.4403326077718,1812.5341359598203,1787.3210452883925,1772.1933611192419,1807.4914896384403,1813.5426669071608,1805.4744350428705,1776.2273976626655,1700.5907587595589,1622.9406415574351,1593.6967450469183,1472.6933304777274,1492.8598976651629,1737.9044230032487,1300.2808560583592,1576.5540198432063,996.85233341219282,682.43442047637177,326.88518973280463,90.405895411488231,59.241065852707941,24.076394620737908,13.03338714150617,7.0136346326260179,0]
[142.5,1981.9749641634348,2000.1302197837717,1970.8801674197155,1940.6219490072456,1910.3642019219667,1880.1069336146923,1826.6536200966789,1854.8929146325258,1885.1497780941129,1825.6450818896419,1813.5426669071608,1815.5597304824182,1796.3977172574425,1813.5426669071608,1797.4062391975117,1768.1593337492909,1791.3551160479287,1799.4232847732765,1779.2529310778141,1792.363635156662,1744.9638554476699,1686.4722873203068,1619.9153863085889,1482.7765798208968,1395.054656870223,1665.2948018651193,1384.9720239602775,1760.0913066134603,939.40209717084554,580.68016153438612,249.37110660510621,87.389402877861457,53.210843750071625,25.080601549217004,13.03338714150617,8.016652840637061,0]
[145,1981.9749641634348,1996.0957042545253,1966.8457113277279,1935.5789582303112,1903.3041295474241,1870.0212852294442,1824.6365442391952,1860.9442481358299,1877.0812334106956,1813.5426669071608,1803.4573826984774,1801.4403326077718,1769.1678397306264,1774.2103782455711,1769.1678397306264,1760.0913066134603,1760.0913066134603,1762.1083099403497,1740.9298905498288,1744.9638554476699,1736.8959349898671,1716.7262980193179,1601.7639737125119,1446.4772061481001,1324.477785466137,1384.9720239602775,1268.0189847411061,1434.3776160370014,878.93196250462074,487.00139698135308,167.85689589015533,93.422488515161888,50.19598424777044,28.093457349309364,12.029855959070284,9.0197967621976929,0]
[147.5,1981.9749641634348,1978.9491043381777,1946.6735552179014,1919.441476119403,1883.1326386831654,1848.8416008511138,1809.5085464826784,1849.850151775712,1845.8159513762348,1786.3125290189562,1782.278469632608,1774.2103782455711,1737.9044230032487,1710.6754529653192,1735.8874475614546,1734.8789607183505,1729.8365352943624,1728.8280519702566,1720.7602065632027,1700.5907587595589,1685.4638295811908,1675.3792854027276,1584.6211615713846,1410.1787425713437,1278.1007324082996,1200.4733729791378,1161.1575132111223,1153.0928843885954,744.90510645760855,385.28488595522572,140.69354214646376,90.405895411488231,50.19598424777044,26.08484865749011,12.029855959070284,8.016652840637061,0]
[150,1981.9749641634348,1963.8198746832438,1929.5273866272523,1899.2698142163651,1862.9613636751676,1831.6963194699567,1802.448857371257,1835.7304889559762,1804.465908589119,1757.065805953526,1767.1508283426058,1754.0403104980044,1719.7517285407014,1664.2863568606779,1672.3539339575655,1714.7093472969634,1726.8110870854687,1711.6839256582271,1708.6585093616097,1681.4300046561746,1643.1091533508616,1624.9574815204433,1527.143684556321,1380.9389912984341,1253.9046726811175,1092.6099921774353,1163.1736791750855,889.01003712505587,644.14872863759194,334.93973913680242,120.57587641098782,86.383928307687412,55.220845530457993,28.093457349309364,12.029855959070284,6.010760193776199,0]
[152.5,1981.9749641634348,1981.9749641634348,1941.6305487347479,1912.3813702493455,1873.0469740525225,1838.7561218836893,1824.6365442391952,1846.8245006510754,1779.2529310778141,1744.9638554476699,1770.1763462862782,1766.1423235108944,1722.7771643791923,1657.2272589425841,1651.1766274877552,1679.4130958175858,1731.8535037042891,1746.9808413915596,1722.7771643791923,1673.3623838322726,1648.1513200615109,1545.2942370762919,1410.1787425713437,1322.4613577025991,1205.5139617506477,1034.1463752001064,993.82855258696566,893.04129900390069,584.70971336682805,277.55559808638526,118.56428573008029,99.455963666700598,70.298027302456234,34.120107905260866,12.029855959070284,8.016652840637061,0]
[155,1981.9749641634348,1970.8801674197155,1930.5359805793269,1899.2698142163651,1860.9442481358299,1827.6621588599942,1824.6365442391952,1833.7134031046771,1738.9129116012623,1703.6161607642787,1732.8619887894267,1754.0403104980044,1710.6754529653192,1647.1428854850678,1625.9659024399143,1623.9490612261534,1675.3792854027276,1710.6754529653192,1702.6076928325283,1623.9490612261534,1573.5288523154536,1481.7682517963594,1337.5846404755096,1224.6683903637727,1095.6340588487997,972.66234573309464,892.03348182666912,858.77616093134179,531.32048016773717,259.43664870738462,148.74143843620294,115.54696382165466,66.277097278608665,31.106636592896205,13.03338714150617,6.010760193776199,0]
[157.5,1981.9749641634348,1995.0870766444493,1952.7251802224259,1918.4328879759823,1879.0983663391421,1843.7988544784041,1847.8330504761366,1848.8416008511138,1733.8704744608951,1684.4553724448606,1703.6161607642787,1734.8789607183505,1714.7093472969634,1652.1850645275526,1626.9743239841825,1616.8901367038713,1616.8901367038713,1617.8985526110023,1626.9743239841825,1531.1771221372917,1462.6101501037324,1405.1373625798565,1263.9863080604141,1107.7304086902423,1012.9793185616809,939.40209717084554,845.67514265533873,837.61307814199472,510.16770989602873,273.5290599615526,164.83851443258101,120.57587641098782,66.277097278608665,32.111095952304076,12.029855959070284,8.016652840637061,0]
[160,1981.9749641634348,1966.8457113277279,1920.4500647922634,1887.1669196612788,1845.8159513762348,1814.5511984147977,1827.6621588599942,1816.5682631097154,1687.4807456618453,1628.9911689455628,1625.9659024399143,1643.1091533508616,1645.1260181828966,1618.9069691460379,1579.579193170011,1537.2272984019205,1519.0768413494509,1499.9182606667734,1497.90158213066,1375.8977170220621,1347.6669240119957,1271.0435006619564,1140.9960469290074,1009.955489184565,927.30775085588652,888.00222450550336,796.29623070059233,766.06574207388098,431.60826196609258,201.06247565441669,140.69354214646376,101.46720444534975,65.271902290436884,31.106636592896205,12.029855959070284,6.010760193776199,0]
[162.5,1981.9749641634348,1973.9060149039763,1928.5187932018594,1891.2012092550665,1847.8330504761366,1816.5682631097154,1842.7903068560186,1821.6109346304568,1683.4469159116732,1619.9153863085889,1597.7303542931845,1591.6799442467097,1584.6211615713846,1581.5959786041019,1567.4785347016514,1498.9099210598927,1461.6018358778508,1452.5270391734393,1407.153912411736,1333.5517482868315,1285.1580030837267,1179.3031320662135,1041.2021573717921,972.66234573309464,866.83842546287576,789.24234583746443,731.80596523781946,616.94711115541907,411.46702004179934,206.09412648536997,129.62844161748095,97.444763521530547,66.277097278608665,34.120107905260866,14.036995597894803,8.016652840637061,0]
[165,1981.9749641634348,1994.0784495437802,1946.6735552179014,1907.3384534212546,1861.9528056326203,1831.6963194699567,1869.0127233748408,1752.0233164234205,1709.6669808663319,1639.0754311093124,1603.7807872290784,1566.4701506984791,1547.3109783269385,1539.2440291144057,1548.319349937213,1533.1938449098943,1426.3112792229169,1382.9555061606618,1340.6093175906831,1257.937317151861,1215.5952023717614,1098.6581338586072,970.64654035114972,917.22924921626895,820.48144938076518,762.03509929357801,678.4042444537622,553.48142726268577,371.18754265259679,173.89382052669683,114.54120724389411,93.422488515161888,71.303296239406109,36.12923810708449,13.03338714150617,8.016652840637061,0]
[167.5,1981.9749641634348,1937.5961529678818,1892.2097829975603,1855.9014688485684,1808.5000177796319,1784.2954981868616,1824.6365442391952,1801.4403326077718,1679.4130958175858,1613.8648927538252,1571.5120771908057,1526.1353268228436,1480.7599244572896,1450.5104253628438,1467.6517316400773,1461.6018358778508,1397.0711922049652,1324.477785466137,1221.6439868802856,1140.9960469290074,1087.5698996509766,1012.9793185616809,913.19787946951817,844.66738037710456,762.03509929357801,678.4042444537622,610.90246816001093,487.00139698135308,315.81050907438771,155.78370551195141,112.5297206338733,95.433604846914434,71.303296239406109,35.124658653290489,12.029855959070284,6.010760193776199,0]
[170,1981.9749641634348,1931.544575057809,1888.1754912527256,1849.850151775712,1800.4318084083402,1776.2273976626655,1820.602399209437,1792.363635156662,1676.3877370977445,1624.9574815204433,1586.6379534222458,1528.152042954941,1471.685009328937,1438.4108014537403,1421.2698418401155,1430.3444419494335,1398.0794609630132,1313.3874708439646,1202.4896059554876,1123.8590801752944,1055.3138646951068,990.80478095256092,906.14302524057416,824.51238897835572,735.83644547306255,642.13375404750673,556.50344408245246,447.721933898185,292.65562908951142,145.72342504642882,114.54120724389411,95.433604846914434,72.308579335641099,36.12923810708449,12.029855959070284,5.0080536687636448,0]
[172.5,1981.9749641634348,1938.6047511235406,1894.226932093404,1854.8929146325258,1803.4573826984774,1775.2188876679345,1816.5682631097154,1783.2869836248437,1669.328587979903,1622.9406415574351,1595.7135483968173,1538.235663427984,1474.7099748438977,1427.3195688376973,1401.1042715935748,1392.0298593293548,1372.87296130921,1317.4203017417269,1202.4896059554876,1119.8268904951999,1051.2819289698355,987.78101853697399,905.13519339150332,818.46598699481831,728.78311960771214,634.07391905157954,539.37890152609612,427.57993702648378,278.56224176899144,143.71145073160676,114.54120724389411,97.444763521530547,72.308579335641099,34.120107905260866,12.029855959070284,8.016652840637061,0]
[175,1981.9749641634348,1908.3470357224051,1863.9699222631748,1823.6280071456438,1770.1763462862782,1742.9468718328628,1785.3040133183388,1740.9298905498288,1629.9995923619026,1587.6463503082571,1561.4282404181374,1525.1269697549496,1471.685009328937,1423.2864146530021,1380.9389912984341,1349.6833897798092,1321.4531449723431,1274.0680237726388,1203.4977237104949,1113.7786331869247,1050.2739474499635,990.80478095256092,914.20572024248941,814.43507710939741,723.74507141792458,626.01418640486224,527.29131516049324,414.48814469174425,269.50258105221343,140.69354214646376,113.53545948863409,97.444763521530547,73.313876394686872,35.124658653290489,12.029855959070284,4.0055490228453374,0]
[177.5,1981.9749641634348,1922.4672437252057,1879.0983663391421,1841.7817597850521,1786.3125290189562,1759.0828058157663,1799.4232847732765,1744.9638554476699,1628.9911689455628,1583.6127666073498,1552.3528429347011,1517.0601372255874,1478.7432718374282,1431.3527344074739,1382.9555061606618,1330.5270871390355,1291.2071230566803,1233.7416455101745,1182.3274291099117,1108.7384438202087,1053.2978949051587,995.84440545096857,930.33132274107584,833.58207490892198,741.88220714112128,638.10382383678518,543.40815742206803,423.55165000090165,272.52243464871941,140.69354214646376,114.54120724389411,99.455963666700598,71.303296239406109,34.120107905260866,12.029855959070284,5.0080536687636448,0]
[180,1981.9749641634348,1936.5875553367143,1891.2012092550665,1854.8929146325258,1802.448857371257,1780.2614433587723,1820.602399209437,1745.972348128648,1640.0838607409364,1599.7471627328159,1569.4953046517671,1538.235663427984,1495.8849063069583,1449.5021195076226,1403.1208156390885,1337.5846404755096,1284.1498191833634,1228.7009399454205,1193.4165842398838,1137.9718575303903,1082.5298304583089,989.79685912166553,922.26848628259552,831.56658058905714,735.83644547306255,637.09634525057652,555.49610331653514,425.56578875210613,255.41038418438637,130.63432201828778,115.54696382165466,96.439178946735424,68.287532720608553,27.089134400918912,10.023052380778998,5.0080536687636448,0]
[null,"E - HPS 150W Type IV"]
[null,"Generic"]
[null,"HPS"]
[null,"NA"]
[null,150]
[]
[]
[null,38]
[null,22]
[null,0,2.5,5,7.5,10,12.5,15,17.5,20,22.5,25,27.5,30,32.5,35,37.5,40,42.5,45,47.5,50,52.5,55,57.5,60,62.5,65,67,67.5,70,72.5,75,77.5,80,82.5,85,87.5,90]
[0,2730.497693643114,2741.5960956598783,2682.0688328229598,2624.5606965670422,2598.3293315363621,2599.3382253165205,2635.6586607693816,2675.0063632358751,2677.0242097907121,2675.0063632358751,2620.5250848336741,2564.0271768618181,2509.5482289208503,2498.4508094739776,2463.1411671742726,2408.6644278867211,2401.6027178841937,2316.8638335766491,2502.4862290413962,3089.704243455029,3462.0719645204972,3273.3599986520858,3047.3236719326865,2914.1314622566638,2691.1491781557102,2543.8496525794189,2599.3382253165205,2791.0349746805823,2927.248611288916,2901.0143722085454,2448.0086177070161,1961.8026528406551,640.11878577395669,111.52399075900288,56.225874000831865,17.048232921663399,6.010760193776199,0]
[5,2730.497693643114,2735.5424162568956,2682.0688328229598,2622.5428899248755,2588.2404152839531,2592.2759770790176,2632.6319386215937,2685.0956111932846,2687.1134653340314,2667.943912276251,2622.5428899248755,2565.0360572503428,2513.5836663405926,2510.5570876684474,2448.0086177070161,2398.5762770867805,2303.7497562979956,2318.8813905195775,2476.2561185264826,2881.8433472544161,3347.0270464167361,3089.704243455029,2861.6634586427695,2670.9706746891684,2695.1848970234037,2526.6988826000875,2458.0969736707507,2466.1676882311267,2534.7698187394208,2775.9005303212916,2442.9644552893333,1988.0266976517553,667.32138414895519,115.54696382165466,57.230920419256371,20.060004479273225,6.010760193776199,0]
[15,2730.497693643114,2728.4798072037265,2677.0242097907121,2617.4983801075382,2581.1781972739732,2584.2048597748039,2605.3915962072888,2640.7032053967155,2642.7210259442413,2619.516182870057,2572.0982310609988,2525.6900173918793,2496.4331021313724,2482.3091964232399,2585.2137480622528,2405.637978206652,2335.0219090664305,2289.6269872591311,2204.892219642185,2146.3867714572339,2218.0057239948283,2266.4254844400321,2235.1542695622238,2275.5043052446545,2770.8557338308706,2910.0954282549064,2381.4265181011756,2190.7700713335016,2152.4389860530005,2287.6094559165385,2648.7744968170055,1912.3813702493455,616.94711115541907,126.61084744487482,62.256411089425562,22.068108142325048,6.010760193776199,0]
[25,2730.497693643114,2728.4798072037265,2689.1313209885525,2622.5428899248755,2580.1693105613749,2573.1071146165109,2587.2315258169774,2619.516182870057,2622.5428899248755,2576.1337676534854,2504.5039412635933,2460.1146498324629,2459.1058115448759,2405.637978206652,2376.3824947816124,2375.3736914004407,2359.2328956338811,2273.4867863779655,2138.3171785243935,2025.346125392472,2099.9870295257483,2437.9203032762739,2529.7254806385945,3012.0069784481589,2625.5696004693659,2027.3634114420508,1896.2440833351525,2387.4793601709548,2591.2670860414801,3492.3475830153916,3306.6613378743223,1700.5907587595589,414.48814469174425,133.65200941145397,66.277097278608665,25.080601549217004,6.010760193776199,0]
[35,2730.497693643114,2732.5155815722624,2701.2384866414727,2637.6764774638991,2592.2759770790176,2588.2404152839531,2596.3115451502367,2594.29376033072,2591.2670860414801,2574.1159985672007,2524.6811525862477,2488.3622890656547,2465.1588474663408,2417.7437997012785,2393.5322175708875,2363.2680842626301,2370.3296809182584,2296.6883609339457,2261.3817107935979,2394.5410286252559,3014.0250641203465,3539.7799116493329,3149.2398349873142,2842.492696124335,3087.6861077692765,2994.8533048643008,2809.1964160939297,3075.577321357689,3184.5580915147661,3869.8049461585542,3718.4136727441432,2768.8378178029607,910.1743638225912,143.71145073160676,71.303296239406109,24.076394620737908,6.010760193776199,0]
[45,2730.497693643114,2733.5245260951551,2709.3099605425277,2657.8547290302031,2606.400492722641,2592.2759770790176,2588.2404152839531,2603.3738043476001,2589.2493051437946,2608.4182869236092,2579.1604242428725,2506.5216551096996,2469.1942129984704,2438.9291328454833,2438.9291328454833,2472.2207414717668,2375.3736914004407,2384.4529372173706,2507.5305126413173,2762.784078538577,3669.969753976713,4360.3522088985019,5174.0126057264933,5083.1504843387165,5442.56986819536,4760.0985112790813,4179.6706294712667,3925.3165747767525,3871.8235369663826,4482.4931759218844,5229.540244242583,4951.9080701669664,1617.8985526110023,237.29299343863059,82.362148335243674,32.111095952304076,6.010760193776199,0]
[46,2730.497693643114,2723.4350976302153,2707.2920898123798,2648.7744968170055,2598.3293315363621,2576.1337676534854,2578.1515383186229,2593.2848685088161,2613.4627792455449,2606.400492722641,2562.0094172746362,2500.4685184444229,2465.1588474663408,2457.0881362102509,2482.3091964232399,2458.0969736707507,2440.9467932343514,2419.7614425124839,2549.9028931335961,2833.4118536448932,3730.5247512758001,4476.4365199406884,5235.5978405536252,5238.6266413352523,5573.8245162247067,4566.2777509819844,4112.0432006955207,3748.6914426823082,3675.01596585265,4509.7482288500623,5328.4818559580326,4613.7227113325334,1170.2302875026519,197.0372454153181,67.282307497705418,27.089134400918912,6.010760193776199,0]
[55,2730.497693643114,2736.5513618954656,2721.4172164136776,2679.0420578650142,2617.4983801075382,2586.2226367430271,2580.1693105613749,2574.1159985672007,2639.6942957005026,2592.2759770790176,2522.6634241833708,2493.4065441725379,2467.1765294081893,2519.6368346024183,2566.0449380352884,2748.6587385055973,2820.2951325274998,2623.5517930521637,2397.5674643351472,2652.8101517456475,3319.7801394442827,3687.1269025790689,4363.3804564065149,4968.0607969965786,4134.2491004484245,3515.5590682194074,2937.3387659004638,2411.6908813656842,2357.215303904326,3358.1277017764833,4348.2392398910824,3751.7192331456886,1053.2978949051587,215.15140531108909,76.329849463361882,28.093457349309364,4.0055490228453374,0]
[65,2730.497693643114,2735.5424162568956,2730.497693643114,2685.0956111932846,2627.5874094357528,2575.1248829129099,2563.0182968698623,2599.3382253165205,2588.2404152839531,2511.5659468210442,2484.3268923340765,2463.1411671742726,2496.4331021313724,2599.3382253165205,2942.3838561986263,3152.2670986761445,3000.9075314208349,2476.2561185264826,2862.6724497053051,3079.6135782123956,3328.8624170359321,3644.7387987620305,4623.8174468029938,4395.6818935067322,3167.403460629504,3089.704243455029,2161.5173398079901,1699.5822926190442,1713.7008728243975,2299.7146705808782,3114.9310503631027,2398.5762770867805,849.7062037512211,255.41038418438637,73.313876394686872,29.097816174642574,5.0080536687636448,0]
[75,2730.497693643114,2731.5066374215357,2740.5871481645768,2701.2384866414727,2638.6853863895117,2579.1604242428725,2574.1159985672007,2597.3204381475512,2543.8496525794189,2500.4685184444229,2462.132327647329,2454.061626312217,2513.5836663405926,2852.5825550881477,3197.6764009788731,3396.4757015890978,2625.5696004693659,2994.8533048643008,3191.621789916775,3463.0811475551609,3315.743579589458,3719.4229277850909,3765.8489542199927,3644.7387987620305,3264.277873822874,3266.2961216058384,2310.8111732849338,1725.8026055254718,1687.4807456618453,1713.7008728243975,1456.5602751816705,1616.8901367038713,866.83842546287576,258.43007668638376,77.335200513321496,29.097816174642574,6.010760193776199,0]
[85,2730.497693643114,2728.4798072037265,2729.4887502371312,2699.2206219280793,2645.7477596510598,2599.3382253165205,2593.2848685088161,2579.1604242428725,2544.8585250067572,2505.512797983738,2470.2030554113535,2482.3091964232399,2641.7121154780116,3025.1245594225188,3282.4421486551114,3116.9492037548621,2652.8101517456475,3151.2580104570297,3268.314370634625,3500.4211256580302,3489.3200093291557,3289.5060604614969,3825.3962154916471,2856.6185086636519,3469.13625192982,2933.3026998939999,1944.656351056595,1786.3125290189562,1777.2359082294392,1617.8985526110023,1513.0267370160941,1404.1290887478256,842.65185942550795,431.60826196609258,69.292772726876819,31.106636592896205,6.010760193776199,0]
[90,2730.497693643114,2724.4440387986579,2723.4350976302153,2696.1938276839564,2646.7566716555557,2615.4805788989688,2603.3738043476001,2581.1781972739732,2547.8851446854642,2510.5570876684474,2481.3003490821429,2488.3622890656547,2661.8903977455225,3061.4504640840692,3311.7070246437925,3028.151701572182,2715.3635817368627,3164.3761824468479,3299.5973893215578,3418.6773731796743,3497.3935449847354,3482.2556809374919,3461.0627817797167,2843.5016804127231,3614.4618829360575,2985.7719879621604,2140.3345739099573,1945.6649528760877,1903.3041295474241,1298.2644654647133,1012.9793185616809,1027.0906411206226,681.426874236142,329.90562278367804,78.340564620239888,32.111095952304076,6.010760193776199,0]
[95,2730.497693643114,2721.4172164136776,2721.4172164136776,2700.2295540964728,2653.8190664364888,2631.6230320113164,2616.4894793089347,2589.2493051437946,2554.947271229551,2520.6456973927384,2491.3888409052847,2497.4419555991135,2655.8368969675639,3012.0069784481589,3260.2413819975268,2985.7719879621604,2656.8458128075108,3104.8403030149302,3176.4853125092473,3281.4330196360124,3424.7323995605939,3366.2009287061996,2946.4199346599812,2998.8894545449957,3658.8681122623229,2806.1695010255689,2622.5428899248755,1879.0983663391421,1776.2273976626655,906.14302524057416,626.01418640486224,724.7526782608445,496.0663476570511,190.99955462404839,65.271902290436884,29.097816174642574,7.0136346326260179,0]
[105,2730.497693643114,2715.3635817368627,2715.3635817368627,2697.2027587216817,2659.8725626232413,2632.6319386215937,2620.5250848336741,2584.2048597748039,2557.9739028641316,2527.7077482107193,2498.4508094739776,2500.4685184444229,2593.2848685088161,2840.4747286210745,3104.8403030149302,3012.0069784481589,2542.8407805517922,2887.8973414107272,2879.825352024357,2856.6185086636519,2778.9274126129517,2710.3188964706906,2352.1713321312977,2289.6269872591311,2436.9114741241037,2165.5521759353792,2164.5434661989088,1549.3277222035513,1432.3610275750814,646.16370952449347,394.34773714190084,367.1598276496963,309.76993684768291,163.83239950048687,71.303296239406109,34.120107905260866,6.010760193776199,0]
[115,2730.497693643114,2710.3188964706906,2705.2742205847439,2684.0866846909244,2649.783409973666,2604.3827000822243,2593.2848685088161,2578.1515383186229,2553.9383948137743,2522.6634241833708,2494.4153964179209,2477.2649638170815,2487.3534392694373,2583.1959718808394,2762.784078538577,2930.275654029515,2625.5696004693659,2419.7614425124839,2715.3635817368627,2623.5517930521637,2605.3915962072888,2342.0834210246758,2093.9349643022947,2025.346125392472,1968.8629383413631,1916.4157132785863,1549.3277222035513,1161.1575132111223,1057.3298383323311,558.51813107578766,420.53045982902728,348.02879264334069,252.3907273486665,161.82018819187493,84.37301438003783,41.152539512670401,6.010760193776199,0]
[125,2730.497693643114,2706.2831550106789,2692.1581073061711,2664.9171532937371,2632.6319386215937,2599.3382253165205,2576.1337676534854,2579.1604242428725,2547.8851446854642,2515.601387478202,2491.3888409052847,2478.2738095181139,2459.1058115448759,2484.3268923340765,2535.7786875636448,2607.4093896281333,2649.783409973666,2417.7437997012785,2325.9428536197333,2425.8143810245342,2409.6732452911788,2354.1889195451522,2273.4867863779655,2066.7008877784397,1919.441476119403,1849.850151775712,1707.6500384515043,1292.2153124748895,1148.0525199632134,555.49610331653514,428.5870147208546,361.11833806008326,253.39727563823948,166.85076266433626,95.433604846914434,43.162036139125405,6.010760193776199,0]
[135,2730.497693643114,2703.256352860732,2672.9885182016455,2649.783409973666,2625.5696004693659,2599.3382253165205,2580.1693105613749,2556.9650252548881,2526.6988826000875,2505.512797983738,2501.4773735396752,2482.3091964232399,2457.0881362102509,2437.9203032762739,2431.8673346249552,2432.8761616893189,2415.726158572143,2346.1185802688565,2259.3642044803632,2201.8660373779094,2133.2736983830673,2115.1172687069893,2080.8222163334694,1997.1043323737529,1869.0127233748408,1755.0488084043577,1614.8733067748915,1493.8682331993175,1462.6101501037324,1083.5378424249502,544.41547606823053,373.20141655675388,267.48936407825727,175.90617563268231,108.50685582932681,45.171626266426578,6.010760193776199,0]
[145,2730.497693643114,2694.1759667401593,2660.8814799932975,2638.6853863895117,2616.4894793089347,2594.29376033072,2576.1337676534854,2550.9117679558854,2523.6722881833584,2500.4685184444229,2480.2915021508074,2474.238429177256,2454.061626312217,2425.8143810245342,2396.5586520075635,2359.2328956338811,2294.6708233821846,2239.189240599384,2182.700313094072,2111.0825276544465,2034.4239283939207,1971.8887827325018,1887.1669196612788,1808.5000177796319,1721.768685176148,1614.8733067748915,1518.0684889529637,1386.9885446930134,1345.6504612583315,1063.3777822545951,668.32890935113085,410.45998340822337,295.67573001326275,186.97453299484269,108.50685582932681,55.220845530457993,6.010760193776199,0]
[155,2730.497693643114,2677.0242097907121,2641.7121154780116,2620.5250848336741,2590.2581953963549,2574.1159985672007,2551.9206431767848,2531.7432146742276,2511.5659468210442,2494.4153964179209,2481.3003490821429,2465.1588474663408,2437.9203032762739,2406.6467943442826,2371.3384821575992,2317.8726118288159,2247.2592044517164,2170.5957316541662,2097.9696725127405,2020.3029190546104,1950.7079698029713,1876.0726677583752,1783.2869836248437,1687.4807456618453,1583.6127666073498,1481.7682517963594,1356.7410436388031,1218.6195908767722,1188.3760463622414,968.63073915137215,639.1113040120789,378.23614868748763,277.55559808638526,182.94959793098093,112.5297206338733,55.220845530457993,6.010760193776199,0]
[165,2730.497693643114,2671.9795962551161,2635.6586607693816,2605.3915962072888,2574.1159985672007,2555.9561480433085,2535.7786875636448,2519.6368346024183,2496.4331021313724,2481.3003490821429,2468.1853709973598,2452.0439551181075,2423.7967331755085,2387.4793601709548,2336.0306951843845,2269.4517540119136,2191.7787932036431,2105.0304305244067,2018.2856400391497,1950.7079698029713,1886.158348608313,1796.3977172574425,1691.5145850450635,1588.6547478341136,1517.0601372255874,1365.8152238951263,1213.5789475434437,1104.7063088020459,1074.4657685553254,871.87737888041204,606.87273932099311,382.26398264116619,274.53568897522905,188.98703310439885,113.53545948863409,56.225874000831865,9.0197967621976929,0]
[175,2730.497693643114,2671.9795962551161,2631.6230320113164,2599.3382253165205,2561.0005380762923,2532.7520822945526,2510.5570876684474,2493.4065441725379,2471.2118982358429,2453.0527905079239,2438.9291328454833,2414.7173386387876,2382.4353240465639,2341.0746322983518,2291.6445203777212,2225.06687383394,2148.4041744305805,2056.6142835017777,1963.8198746832438,1892.2097829975603,1813.5426669071608,1713.7008728243975,1600.7555679053571,1485.8015680026933,1373.881212474487,1277.0925540561173,1160.1494315402317,1050.2739474499635,1022.0508606905157,816.45052956695815,581.68754688117576,389.31279381754297,286.61552097237734,192.00582334211265,113.53545948863409,55.220845530457993,9.0197967621976929,0]
[180,2730.497693643114,2688.1223929721432,2642.7210259442413,2601.3560140502759,2564.0271768618181,2535.7786875636448,2509.5482289208503,2489.3711392704777,2467.1765294081893,2448.0086177070161,2436.9114741241037,2414.7173386387876,2382.4353240465639,2347.1273711636914,2296.6883609339457,2233.136786771614,2143.3606705495354,2049.5536898985906,1950.7079698029713,1883.1326386831654,1803.4573826984774,1716.7262980193179,1602.7723801538846,1494.8765694134015,1370.8564611983852,1274.0680237726388,1165.18984863025,1077.4897847078546,1057.3298383323311,864.82285227978628,629.03657407058643,416.5022400230921,296.68243718512292,196.03095062626178,126.61084744487482,57.230920419256371,9.0197967621976929,0]
[null,"F - HPS 150W Type IV"]
[null,"Generic"]
[null,"HPS"]
[null,"NA"]
[null,183]
[null,"MS4"]
[]
[null,20]
[null,36]
[null,0,5,15,25,35,45,55,60,62.5,65,67.5,70,72.5,75,77.5,80,82.5,85,87.5,90]
[0,1313.3874708439646,1308.3464496224353,1564.4533846379861,1511.0100409375907,1358.757522914859,1239.7905193387353,962.58336073208568,686.46462027603934,548.44476923822299,410.45998340822337,380.25006033647946,350.04253730445583,319.83762149017559,290.64224575128782,257.42350858200774,225.21549466265694,193.0120973286374,159.80800188016397,136.66976487929523,114.54120724389411]
[5,1313.3874708439646,1312.3792650509563,1555.3779695551311,1551.3444687027222,1405.1373625798565,1284.1498191833634,1006.9316688518034,784.20389517686067,672.35902531066267,561.54017517044895,513.18948140797454,464.84334482317331,416.5022400230921,369.17367966376946,327.89199766453015,285.60884857740479,243.33197514986256,202.06879585668304,172.88765168108893,144.71743439597881]
[15,1313.3874708439646,1320.4449330105424,1537.2272984019205,1633.024866348906,1497.90158213066,1373.881212474487,1095.6340588487997,979.71769737990815,922.26848628259552,863.81506744737169,779.16547685559692,694.5250906509001,609.89503345385992,526.28402870531886,466.85767033780468,406.43186161691915,347.02192467364125,287.62219689954674,247.35804637556123,207.1004714754566]
[25,1313.3874708439646,1305.3218461984061,1516.0517861677681,1701.5992254975022,1562.436621174744,1437.402504039183,1526.1353268228436,1575.5456300224012,1600.7555679053571,1625.9659024399143,1506.9766568509476,1387.9968061579712,1269.0271559147989,1149.0605910828374,976.6939690089232,805.36560288841395,634.07391905157954,461.8218729131101,384.27791554552124,305.7429539319009]
[35,1313.3874708439646,1312.3792650509563,1504.959968849995,1541.2607624665918,1455.5519651324416,1519.0768413494509,2281.5568725603935,2624.5606965670422,2796.0798077079462,2966.6004096643287,2923.2125591664008,2878.8163549390165,2834.4208347085473,2791.0349746805823,2280.5481102260383,1770.1763462862782,1259.9536442328774,749.94329919411564,597.80594744145617,445.70769278718001]
[45,1313.3874708439646,1327.5024328602644,1476.7266219650498,1444.4606007517443,1305.3218461984061,1380.9389912984341,1701.5992254975022,1936.5875553367143,2053.5883118446627,2171.6044442036855,2386.4705520936836,2602.3649090035683,2818.277180834546,3034.2059949378436,2471.2118982358429,1908.3470357224051,1345.6504612583315,782.18852395600732,615.93966653181371,449.73618406200961]
[52.5,1313.3874708439646,1316.4120928596087,1476.7266219650498,1410.1787425713437,1292.2153124748895,1345.6504612583315,1444.4606007517443,1344.6422310132136,1395.054656870223,1455.5519651324416,1648.1513200615109,1853.8843609643134,1932.5531700624222,1872.0384105685773,1530.1687617458649,1145.0283119130809,732.81358322238805,461.8218729131101,291.64893568472075,184.96205452537305]
[55,1313.3874708439646,1312.3792650509563,1476.7266219650498,1398.0794609630132,1288.1825595230227,1334.559970193191,1358.757522914859,1295.2398854419098,1400.0960006578398,1369.8482122539233,1516.0517861677681,1670.3370360310155,1698.573827076319,1594.7051464033593,1295.2398854419098,960.56757634820201,616.94711115541907,398.375738081294,259.43664870738462,173.89382052669683]
[57.5,1313.3874708439646,1313.3874708439646,1474.7099748438977,1397.0711922049652,1291.2071230566803,1339.6010911273706,1316.4120928596087,1244.8312700569572,1405.1373625798565,1291.2071230566803,1383.9637646935635,1487.8182302094006,1465.63509694606,1320.4449330105424,1060.3538059858045,775.13476562306744,501.10250306890003,333.93290978257897,227.22836710560355,162.82629074089672]
[62.5,1313.3874708439646,1315.4038847488816,1471.685009328937,1396.0629241738613,1299.2726603707636,1350.6916237926162,1230.7172196970171,1216.6033310391174,1216.6033310391174,1281.1252722291497,1365.8152238951263,1441.435697931985,1369.8482122539233,1170.2302875026519,878.93196250462074,626.01418640486224,415.49519113823135,280.57554002346535,195.02466099770112,145.72342504642882]
[65,1313.3874708439646,1316.4120928596087,1469.6683691022997,1395.054656870223,1302.2972497757735,1355.7328051232605,1188.3760463622414,1209.546447931808,1214.5870745396398,1291.2071230566803,1377.9142245220639,1439.4190995743888,1353.716330339915,1130.9154468603931,841.64410075501223,599.82077828211254,400.38975383450293,269.50258105221343,189.99329120214583,140.69354214646376]
[67.5,1313.3874708439646,1313.3874708439646,1471.685009328937,1406.1456371346665,1310.3628557868033,1360.7740051805092,1190.3922589553699,1202.4896059554876,1213.5789475434437,1302.2972497757735,1391.0215949408339,1437.402504039183,1337.5846404755096,1095.6340588487997,803.35017798856984,572.62114186819917,384.27791554552124,259.43664870738462,184.96205452537305,134.65792041235557]
[72.5,1313.3874708439646,1308.3464496224353,1474.7099748438977,1430.3444419494335,1326.4942162964878,1371.8647108836617,1193.4165842398838,1167.2060215705862,1206.5220820343841,1295.2398854419098,1391.0215949408339,1402.1125432541658,1237.7742247795727,1017.011105086951,735.83644547306255,515.20400563086378,355.07694944629657,252.3907273486665,173.89382052669683,131.64021015674211]
[75,1313.3874708439646,1305.3218461984061,1476.7266219650498,1441.435697931985,1334.559970193191,1376.9059704032798,1195.4328053510533,1167.2060215705862,1208.5383251256644,1298.2644654647133,1393.0381244474436,1390.0133312824107,1220.6358540470935,988.78893831612163,719.71465807976961,503.11697942016013,348.02879264334069,248.36457445281798,175.90617563268231,129.62844161748095]
[77.5,1313.3874708439646,1307.3382477041578,1471.685009328937,1442.4439981679486,1344.6422310132136,1396.0629241738613,1202.4896059554876,1167.2060215705862,1209.546447931808,1305.3218461984061,1395.054656870223,1376.9059704032798,1202.4896059554876,960.56757634820201,703.5932314798099,490.02302863061311,340.98077844143347,245.34500251247366,177.91855373764352,127.61670426943685]
[82.5,1313.3874708439646,1310.3628557868033,1460.593522346878,1443.4522991080316,1363.7987341748062,1432.3610275750814,1216.6033310391174,1188.3760463622414,1255.92099329955,1369.8482122539233,1462.6101501037324,1409.1704651305902,1244.8312700569572,992.82062768624883,732.81358322238805,533.33507413241443,384.27791554552124,269.50258105221343,184.96205452537305,138.68163893346625]
[85,1313.3874708439646,1312.3792650509563,1455.5519651324416,1444.4606007517443,1373.881212474487,1451.5187319182774,1223.660255039309,1211.5626960616064,1286.1661877742031,1402.1125432541658,1486.809898764471,1450.5104253628438,1286.1661877742031,1035.15434114499,777.15011862876509,581.68754688117576,426.57286170170653,294.66902626557766,201.06247565441669,145.72342504642882]
[87.5,1313.3874708439646,1311.3710600317036,1444.4606007517443,1432.3610275750814,1369.8482122539233,1454.543655781004,1228.7009399454205,1234.7497890947386,1316.4120928596087,1434.3776160370014,1512.0183886409504,1490.8432286384764,1327.5024328602644,1084.545855328405,821.48918242921968,629.03657407058643,468.87200453491903,319.83762149017559,216.15779343785601,152.76555124800095]
[92.5,1313.3874708439646,1310.3628557868033,1423.2864146530021,1407.153912411736,1359.7657636742626,1462.6101501037324,1239.7905193387353,1298.2644654647133,1380.9389912984341,1497.90158213066,1569.4953046517671,1565.4617673437849,1419.2532718855859,1181.3193292356812,900.09605098701365,689.48728564561407,501.10250306890003,340.98077844143347,234.2735599181982,166.85076266433626]
[95,1313.3874708439646,1309.3546523168495,1412.1952996129335,1395.054656870223,1355.7328051232605,1465.63509694606,1244.8312700569572,1313.3874708439646,1393.0381244474436,1504.959968849995,1576.5540198432063,1599.7471627328159,1462.6101501037324,1213.5789475434437,912.19003980772868,689.48728564561407,497.07357466978522,345.0081974980904,241.3189644239616,175.90617563268231]
[97.5,1313.3874708439646,1310.3628557868033,1402.1125432541658,1381.9472483621071,1344.6422310132136,1513.0267370160941,1293.223502678904,1327.5024328602644,1405.1373625798565,1512.0183886409504,1583.6127666073498,1633.024866348906,1504.959968849995,1248.8638853173522,924.28418881946754,689.48728564561407,494.05189976489993,352.05629353891283,248.36457445281798,184.96205452537305]
[102.5,1313.3874708439646,1311.3710600317036,1383.9637646935635,1354.7245673567784,1323.4695712007247,1607.8144218600987,1389.0050683546133,1419.2532718855859,1494.8765694134015,1633.024866348906,1783.2869836248437,1897.2526597600297,1872.0384105685773,1569.4953046517671,1130.9154468603931,828.54334826320076,607.8801690316011,444.70057563922984,312.79020839351324,231.25416527541577]
[105,1313.3874708439646,1312.3792650509563,1373.881212474487,1341.6175448114911,1312.3792650509563,1655.2103793348597,1437.402504039183,1560.4198603120992,1674.3708343141161,1853.8843609643134,2057.6229417095346,2259.3642044803632,2247.2592044517164,1900.2783922472568,1396.0629241738613,1047.2500086926027,787.22696170574807,575.64326104967381,387.29883465531185,265.47616224135629]
[107.5,1313.3874708439646,1314.3956774101373,1361.7822474330501,1321.4531449723431,1307.3382477041578,1758.0743055956771,1580.5875855657075,1701.5992254975022,1853.8843609643134,2082.839556814723,2331.9955533256339,2620.5250848336741,2623.5517930521637,2235.1542695622238,1662.2694686834784,1267.0108143681848,967.62284012250916,711.6538991736503,461.8218729131101,298.69586175506231]
[112.5,1313.3874708439646,1318.4285113946478,1335.5681928604727,1283.1416360737333,1296.2480779996804,1964.8284863809231,1868.0041620639367,2029.3806994968827,2239.189240599384,2527.7077482107193,2869.7353970838631,3276.3873791927813,3404.549019988046,3111.9038227249334,2360.2416921451395,1836.7390327120816,1369.8482122539233,1002.8999225239919,636.08886825596176,362.12524602494449]
[115,1313.3874708439646,1320.4449330105424,1323.4695712007247,1262.9781408969488,1291.2071230566803,2067.7095509149171,2011.2251793605242,2144.3693703781632,2327.9604184420573,2631.6230320113164,2955.5011313807599,3373.2650181385156,3543.8167350149947,3194.6490940148933,2458.0969736707507,1864.9784813963506,1351.6998585572758,970.64654035114972,623.99926938862291,344.00133830923949]
[117.5,1313.3874708439646,1318.4285113946478,1315.4038847488816,1248.8638853173522,1273.0598486045944,1946.6735552179014,1996.0957042545253,2260.3729574121126,2417.7437997012785,2741.5960956598783,3041.2693524491815,3469.13625192982,3683.0899192481888,3279.4147625279779,2555.9561480433085,1893.2183572771005,1334.559970193191,939.40209717084554,611.90990452585947,326.88518973280463]
[122.5,1313.3874708439646,1314.3956774101373,1299.2726603707636,1220.6358540470935,1238.7823716493383,1704.6246292924041,1965.8370985958388,2181.6915954075671,2225.06687383394,2431.8673346249552,2648.7744968170055,2948.4379759623307,3180.5216994532811,2997.8804166157793,2509.5482289208503,1640.0838607409364,1137.9718575303903,768.08107141579546,468.87200453491903,259.43664870738462]
[125,1313.3874708439646,1312.3792650509563,1291.2071230566803,1206.5220820343841,1220.6358540470935,1583.6127666073498,1950.7079698029713,1993.0698229527777,2004.1647434430383,2188.7526289854109,2353.1801256222097,2629.60521995013,2818.277180834546,2662.8993158797643,2353.1801256222097,1515.04343577995,1026.0826830543308,696.54022288955241,464.84334482317331,237.29299343863059]
[127.5,1313.3874708439646,1317.4203017417269,1282.1334537554555,1193.4165842398838,1183.3355298428294,1484.7932379245299,1748.9978296618476,1804.465908589119,1783.2869836248437,1950.7079698029713,2057.6229417095346,2310.8111732849338,2456.0792991635499,2327.9604184420573,2196.8224095068008,1391.0215949408339,914.20572024248941,626.01418640486224,461.8218729131101,216.15779343785601]
[135,1313.3874708439646,1334.559970193191,1255.92099329955,1153.0928843885954,1070.4337602486919,1188.3760463622414,1145.0283119130809,1121.8429835254665,1110.7545168260053,1099.6661607109011,1166.1979346651469,1232.7335027485854,1299.2726603707636,1365.8152238951263,1146.0363803775579,926.29989574785589,706.6159711103785,487.00139698135308,386.29185899410305,285.60884857740479]
[145,1313.3874708439646,1344.6422310132136,1248.8638853173522,1070.4337602486919,939.40209717084554,828.54334826320076,739.86694776308775,680.41932948416354,651.20118916201011,621.98435887211519,603.8504602244393,584.70971336682805,565.56959255578886,547.4374431647625,482.97258393675241,419.52340124922512,356.08384046433116,291.64893568472075,241.3189644239616,192.00582334211265]
[155,1313.3874708439646,1330.5270871390355,1213.5789475434437,1009.955489184565,828.54334826320076,728.78311960771214,629.03657407058643,636.08886825596176,640.11878577395669,643.1412405542178,599.82077828211254,555.49610331653514,512.18222225713123,468.87200453491903,417.50929134044378,366.15290577694071,313.79697206375391,262.45638811906474,219.17698581717505,176.9123618266558]
[165,1313.3874708439646,1337.5846404755096,1198.4571433857259,960.56757634820201,761.02744192192483,689.48728564561407,604.85788491463472,647.1712023231205,668.32890935113085,689.48728564561407,607.8801690316011,527.29131516049324,446.71481220853684,366.15290577694071,317.82405891022592,268.49597068019642,219.17698581717505,170.87533157355321,148.74143843620294,126.61084744487482]
[175,1313.3874708439646,1341.6175448114911,1191.4003665316188,935.3706310158758,714.67667312976948,661.2762649289582,611.90990452585947,646.16370952449347,662.28378097872496,679.41178622263476,575.64326104967381,472.90069882800782,370.18060979006805,266.48276126055515,237.29299343863059,209.1131760876558,180.93716345181977,152.76555124800095,130.63432201828778,108.50685582932681]
[180,1313.3874708439646,1343.6340015233225,1188.3760463622414,922.26848628259552,691.50240325002358,647.1712023231205,615.93966653181371,646.16370952449347,659.26123743228948,674.37409234918084,559.52547729664832,445.70769278718001,331.91926018114111,217.16418624552571,197.0372454153181,178.92475133337754,161.82018819187493,143.71145073160676,121.58168435931715,99.455963666700598]
[null,"G - HPS 150W Type IV Long"]
[null,"Generic"]
[null,"HPS"]
[null,"NA"]
[null,188]
[null,"TYPE IV, LONG, NONCUTOFF"]
[]
[null,73]
[null,30]
[null,0,2.5,5,7.5,10,12.5,15,17.5,20,22.5,25,27.5,30,32.5,35,37.5,40,42.5,45,47.5,50,52.5,55,57.5,60,62.5,65,67.5,70,72.5,75,77.5,80,82.5,85,87.5,90,92.5,95,97.5,100,102.5,105,107.5,110,112.5,115,117.5,120,122.5,125,127.5,130,132.5,135,137.5,140,142.5,145,147.5,150,152.5,155,157.5,160,162.5,165,167.5,170,172.5,175,177.5,180]
[0,1940.6219490072456,1959.7854330702003,1943.6477497596934,1953.7337862129405,1979.9577237667249,1966.8457113277279,1765.1338192544852,1842.7903068560186,1896.2440833351525,2067.7095509149171,1988.0266976517553,1725.8026055254718,1658.2356996661829,1667.311693703846,1779.2529310778141,1896.2440833351525,2077.7962092756316,2285.5919263515075,2575.1248829129099,2783.9722237498909,3008.979852472904,3827.4147830302963,5099.3036326017664,5909.0425424086743,5991.8403247469259,5915.1008776218014,5672.7723731580154,4954.936702443285,3023.1064663370753,1599.7471627328159,1182.3274291099117,930.33132274107584,786.21927157197922,763.0427579963532,737.85169386875282,670.34396430528011,549.45209715999101,497.07357466978522,533.33507413241443,575.64326104967381,747.92801802915096,994.83647850888315,1309.3546523168495,1656.2188188320179,2048.5450356512083,1979.9577237667249,1401.1042715935748,1181.3193292356812,1034.1463752001064,753.97387774006802,333.93290978257897,144.71743439597881,87.389402877861457,74.319187225450264,58.235984471133037,45.171626266426578,30.102209640499385,33.11558670666593,51.200917835379968,77.335200513321496,106.49547896400243,150.7534814279953,146.72942263482432,52.205871129025049,27.089134400918912,22.068108142325048,21.064032395764698,15.040675804218308,10.023052380778998,7.0136346326260179,3.0032976479526123,3.0032976479526123,2.001386774925161]
[5,1940.6219490072456,1963.8198746832438,1941.6305487347479,1944.656351056595,1973.9060149039763,1966.8457113277279,1767.1508283426058,1836.7390327120816,1898.2612367205277,2030.3893442756496,1972.8973985606769,1737.9044230032487,1683.4469159116732,1681.4300046561746,1777.2359082294392,1886.158348608313,2089.9002638583675,2299.7146705808782,2520.6456973927384,2706.2831550106789,2958.5282031531292,3750.7099693865639,4800.4788396107178,5600.0758187205283,6134.2147850405681,6090.7952699503439,5654.5981468286063,4491.5781752192643,2935.3207322042272,1637.0585737058739,1186.3598371864221,989.79685912166553,864.82285227978628,763.0427579963532,669.33643607066585,595.7911233847426,515.20400563086378,516.21127069520219,572.62114186819917,648.17869668861317,875.9085625698043,1020.0349554630559,1289.1907465801335,1941.6305487347479,2417.7437997012785,2071.7442083739506,1425.3029903202066,1278.1007324082996,1109.7464798657393,894.04911731734217,371.18754265259679,126.61084744487482,85.378465429273547,74.319187225450264,60.246164270520133,41.152539512670401,31.106636592896205,35.124658653290489,52.205871129025049,80.351331340225968,108.50685582932681,153.77159610801158,140.69354214646376,48.186177781824156,26.08484865749011,22.068108142325048,21.064032395764698,15.040675804218308,9.0197967621976929,6.010760193776199,4.0055490228453374,3.0032976479526123,2.001386774925161]
[15,1940.6219490072456,1959.7854330702003,1905.3212904176223,1918.4328879759823,1959.7854330702003,1982.9835851310775,1828.6706981792865,1791.3551160479287,1925.4930160885128,2053.5883118446627,2050.5623446418708,1837.7475770214191,1752.0233164234205,1705.6330984165525,1762.1083099403497,1875.0641026477128,2159.4999245649819,2287.6094559165385,2368.312079726496,2605.3915962072888,3219.876739359448,3979.8196641565773,4617.7606028756118,5535.4574503006461,6177.6346071627413,6371.5128519565178,6263.4653830590796,5421.3674889728254,4144.3427306734584,2494.4153964179209,1448.493814353101,1199.4652577592099,1134.9476761605938,1012.9793185616809,730.79834863924555,679.41178622263476,660.26875041270193,670.34396430528011,731.80596523781946,742.8898388818767,949.48083801458813,1058.3378265913834,1305.3218461984061,1684.4553724448606,1942.6391489856537,1953.7337862129405,1429.3361502014563,923.27633700149374,882.96317857335953,498.08080372144371,153.77159610801158,72.308579335641099,67.282307497705418,64.266722767294254,43.162036139125405,30.102209640499385,26.08484865749011,34.120107905260866,54.215835334169334,77.335200513321496,105.48980471856567,175.90617563268231,103.4784850535453,27.089134400918912,20.060004479273225,17.048232921663399,17.048232921663399,14.036995597894803,9.0197967621976929,6.010760193776199,3.0032976479526123,3.0032976479526123,2.001386774925161]
[25,1940.6219490072456,1955.750999754207,1919.441476119403,1961.8026528406551,1906.3298716528989,1954.7423927236248,1849.850151775712,1679.4130958175858,1910.3642019219667,1910.3642019219667,1921.45865399429,1912.3813702493455,1734.8789607183505,1813.5426669071608,2160.5086319512475,2617.4983801075382,2886.888341503507,3026.1336064696548,2876.7983618283301,2935.3207322042272,3472.1638080776193,4388.6159338178813,5502.1388979876274,5991.8403247469259,6747.1685711230966,7209.6980251565574,7665.1872498731673,7647.007549975654,6499.758482713416,4614.7321838874468,2502.4862290413962,1451.5187319182774,1087.5698996509766,1028.0986001751089,1043.2181039227637,844.66738037710456,721.72986193823385,730.79834863924555,854.74505697644986,802.34246743205267,719.71465807976961,836.60532551321876,821.48918242921968,821.48918242921968,632.0589762438625,407.43888834111851,268.49597068019642,246.35152238988556,175.90617563268231,83.367575300668861,58.235984471133037,61.251279440887508,62.256411089425562,41.152539512670401,24.076394620737908,21.064032395764698,20.060004479273225,21.064032395764698,25.080601549217004,32.111095952304076,40.147827669756929,40.147827669756929,23.072229545451361,13.03338714150617,11.02640849775289,8.016652840637061,8.016652840637061,8.016652840637061,9.0197967621976929,6.010760193776199,3.0032976479526123,3.0032976479526123,2.001386774925161]
[35,1940.6219490072456,1947.6821580817668,1965.8370985958388,1949.6993653745722,1874.0555380789974,1948.6907614674124,1980.9663437085635,1785.3040133183388,1793.3721548322997,1951.7165747523459,1911.3727858198192,1905.3212904176223,1996.0957042545253,2151.4302824384849,2501.4773735396752,2841.4837121937439,3197.6764009788731,3642.7203298667955,3658.8681122623229,3653.821922601097,3763.8304193906833,4158.4738542338755,5633.394956544561,7842.9465696408333,9205.5588337504487,10408.745808192753,11363.515418870065,9761.1683739384025,7371.2874552435023,5310.3087682547066,3462.0719645204972,1974.9146317621396,1479.7515978041567,1270.0353278886269,1107.7304086902423,1001.8919884694633,1097.6501079302609,1028.0986001751089,960.56757634820201,909.16652750170431,994.83647850888315,629.03657407058643,344.00133830923949,153.77159610801158,110.51826994484387,103.4784850535453,92.416946510646028,74.319187225450264,61.251279440887508,50.19598424777044,51.200917835379968,49.191070759971105,42.157275863478645,36.12923810708449,37.13384546983891,38.138479987815508,39.143140946941287,38.138479987815508,33.11558670666593,23.072229545451361,15.040675804218308,12.029855959070284,11.02640849775289,9.0197967621976929,8.016652840637061,7.0136346326260179,6.010760193776199,6.010760193776199,8.016652840637061,6.010760193776199,3.0032976479526123,3.0032976479526123,2.001386774925161]
[45,1940.6219490072456,1949.6993653745722,1972.8973985606769,1926.5016079322129,1898.2612367205277,1894.226932093404,1952.7251802224259,1928.5187932018594,1876.0726677583752,1973.9060149039763,2095.9523174376363,2170.5957316541662,2057.6229417095346,1782.278469632608,1950.7079698029713,2041.4844698251366,2335.0219090664305,2604.3827000822243,2921.1945351922759,3080.6226432520925,3236.0225361060625,3622.5357024701702,4409.8138469073929,5624.307899382562,7915.6674566946203,9449.0128240705762,10203.658305034707,10486.538680126579,10677.487255921682,10143.042093788003,8473.2159944633186,5966.5969765750197,3628.5910789202326,2213.9707913078155,1583.6127666073498,1332.5435271419701,1120.8349365574829,950.48871799615188,724.7526782608445,539.37890152609612,235.28003346324601,119.57007684445347,111.52399075900288,127.61670426943685,125.60499860335548,88.394889005535376,63.261558950597731,49.191070759971105,45.171626266426578,42.157275863478645,37.13384546983891,35.124658653290489,34.120107905260866,30.102209640499385,28.093457349309364,22.068108142325048,17.048232921663399,13.03338714150617,12.029855959070284,12.029855959070284,10.023052380778998,8.016652840637061,8.016652840637061,7.0136346326260179,7.0136346326260179,6.010760193776199,5.0080536687636448,5.0080536687636448,7.0136346326260179,6.010760193776199,3.0032976479526123,3.0032976479526123,2.001386774925161]
[55,1940.6219490072456,1953.7337862129405,1963.8198746832438,1957.7682153740088,1872.0384105685773,1916.4157132785863,1907.3384534212546,1880.1069336146923,2088.8915899626568,1971.8887827325018,1847.8330504761366,1807.4914896384403,1807.4914896384403,1940.6219490072456,1966.8457113277279,2133.2736983830673,2029.3806994968827,1880.1069336146923,1855.9014688485684,1946.6735552179014,1913.389955210263,1980.9663437085635,2199.8485848430059,2546.8762710599367,3471.1546224018748,5176.031782189576,8179.2862230644087,12432.548150724884,17160.340837726093,20975.487816798948,23318.102594360837,22092.672838275757,16521.52853168454,7930.8177257088846,2900.0053677325118,1134.9476761605938,509.16045669356748,315.81050907438771,277.55559808638526,277.55559808638526,277.55559808638526,221.18980385521934,136.66976487929523,81.356733631351972,62.256411089425562,51.200917835379968,41.152539512670401,31.106636592896205,28.093457349309364,22.068108142325048,20.060004479273225,22.068108142325048,23.072229545451361,21.064032395764698,17.048232921663399,14.036995597894803,10.023052380778998,10.023052380778998,9.0197967621976929,8.016652840637061,7.0136346326260179,7.0136346326260179,6.010760193776199,6.010760193776199,6.010760193776199,5.0080536687636448,4.0055490228453374,4.0055490228453374,6.010760193776199,5.0080536687636448,3.0032976479526123,3.0032976479526123,2.001386774925161]
[60,1940.6219490072456,1951.7165747523459,1953.7337862129405,1975.9232491349032,1872.0384105685773,1940.6219490072456,1919.441476119403,2176.648013968148,2058.6316004112473,1822.6194706092954,1790.3465975064146,1837.7475770214191,1811.5256055730838,1851.8672552725677,1942.6391489856537,1996.0957042545253,1952.7251802224259,1863.9699222631748,1918.4328879759823,1977.9404854231839,1971.8887827325018,1928.5187932018594,1923.4758339847333,2120.1607058334635,2704.265286534715,3927.3351942992181,6136.234304859493,9465.1759682147331,14669.924540411377,22301.961827173753,29219.616980048253,29347.045541563639,22210.966372434752,11081.622403281839,3359.1368540832968,1084.545855328405,513.18948140797454,377.22919687654826,309.76993684768291,264.46956703503446,211.12590005317529,148.74143843620294,109.51255827368547,92.416946510646028,75.324511642000047,54.215835334169334,36.12923810708449,29.097816174642574,23.072229545451361,21.064032395764698,19.056026783849234,19.056026783849234,19.056026783849234,17.048232921663399,13.03338714150617,10.023052380778998,9.0197967621976929,8.016652840637061,7.0136346326260179,7.0136346326260179,6.010760193776199,6.010760193776199,6.010760193776199,6.010760193776199,5.0080536687636448,4.0055490228453374,4.0055490228453374,4.0055490228453374,6.010760193776199,5.0080536687636448,3.0032976479526123,3.0032976479526123,2.001386774925161]
[62.5,1940.6219490072456,1955.750999754207,1955.750999754207,1977.9404854231839,1888.1754912527256,1938.6047511235406,1925.4930160885128,2176.648013968148,2052.5796556151499,1814.5511984147977,1855.9014688485684,1853.8843609643134,1826.6536200966789,1827.6621588599942,1896.2440833351525,1916.4157132785863,1932.5531700624222,1892.2097829975603,1953.7337862129405,2031.3979895549858,1969.8715526225826,1890.1926360499049,1862.9613636751676,2077.7962092756316,2564.0271768618181,3655.840397630664,5509.2064528884512,8414.6312295090229,12910.51075937134,19673.360107674231,27785.578858391254,29615.051856806676,22950.062317327225,11079.601690463674,3595.2866338247959,1152.0848097396088,511.17496508518565,371.18754265259679,294.66902626557766,228.23481001690109,174.89999518835882,124.59915780868042,100.46157902783952,88.394889005535376,78.340564620239888,57.230920419256371,39.143140946941287,29.097816174642574,23.072229545451361,21.064032395764698,18.052101952375242,19.056026783849234,18.052101952375242,17.048232921663399,13.03338714150617,10.023052380778998,9.0197967621976929,8.016652840637061,7.0136346326260179,7.0136346326260179,6.010760193776199,6.010760193776199,5.0080536687636448,5.0080536687636448,5.0080536687636448,4.0055490228453374,4.0055490228453374,4.0055490228453374,5.0080536687636448,5.0080536687636448,3.0032976479526123,3.0032976479526123,2.001386774925161]
[65,1940.6219490072456,1957.7682153740088,1955.750999754207,1975.9232491349032,1902.2955499130685,1952.7251802224259,1911.3727858198192,2164.5434661989088,1949.6993653745722,1833.7134031046771,1905.3212904176223,1853.8843609643134,1832.7048610100917,1841.7817597850521,1812.5341359598203,1846.8245006510754,1916.4157132785863,1952.7251802224259,2036.44122345151,2073.7615400479999,1952.7251802224259,1830.6877784845742,1841.7817597850521,2029.3806994968827,2426.8232055778144,3184.5580915147661,4499.6537455627913,6281.6414633777695,9066.1565295937125,14568.860921576133,22585.061162692964,26098.808114632076,20801.596412125644,10471.384179205646,3567.0285583565583,1051.2819289698355,436.64372091979766,280.57554002346535,213.13864318787526,167.85689589015533,131.64021015674211,103.4784850535453,82.362148335243674,76.329849463361882,73.313876394686872,60.246164270520133,42.157275863478645,31.106636592896205,25.080601549217004,22.068108142325048,20.060004479273225,19.056026783849234,18.052101952375242,16.044422974417238,13.03338714150617,11.02640849775289,9.0197967621976929,8.016652840637061,7.0136346326260179,7.0136346326260179,6.010760193776199,6.010760193776199,6.010760193776199,5.0080536687636448,4.0055490228453374,4.0055490228453374,4.0055490228453374,4.0055490228453374,5.0080536687636448,5.0080536687636448,3.0032976479526123,3.0032976479526123,2.001386774925161]
[67.5,1940.6219490072456,1957.7682153740088,1949.6993653745722,1971.8887827325018,1918.4328879759823,1950.7079698029713,1911.3727858198192,2131.2563096602794,1808.5000177796319,1874.0555380789974,1926.5016079322129,1848.8416008511138,1811.5256055730838,1829.6792380542477,1775.2188876679345,1801.4403326077718,1934.5703616489466,1964.8284863809231,2114.108582722447,2077.7962092756316,1862.9613636751676,1824.6365442391952,1878.0897996043796,1996.0957042545253,2237.1717541720254,2630.614125787446,3303.6339295038551,4207.9331634133368,5695.9950803139354,8838.8747710338321,14413.224320078978,17736.505252932555,14742.690776938729,8515.6396977209715,2742.6050435261163,861.79950130763405,372.19447824394808,226.22192864759808,160.81409189195779,129.62844161748095,101.46720444534975,78.340564620239888,70.298027302456234,72.308579335641099,68.287532720608553,56.225874000831865,45.171626266426578,34.120107905260866,26.08484865749011,23.072229545451361,19.056026783849234,18.052101952375242,16.044422974417238,16.044422974417238,13.03338714150617,11.02640849775289,8.016652840637061,7.0136346326260179,7.0136346326260179,7.0136346326260179,6.010760193776199,5.0080536687636448,5.0080536687636448,5.0080536687636448,4.0055490228453374,4.0055490228453374,4.0055490228453374,4.0055490228453374,5.0080536687636448,5.0080536687636448,3.0032976479526123,3.0032976479526123,2.001386774925161]
[70,1940.6219490072456,1959.7854330702003,1947.6821580817668,1963.8198746832438,1929.5273866272523,1950.7079698029713,1923.4758339847333,2059.6402596066764,1755.0488084043577,1886.158348608313,1907.3384534212546,1812.5341359598203,1764.1253155737052,1789.3380795324433,1773.2018693958976,1785.3040133183388,1923.4758339847333,1937.5961529678818,2110.0738435944186,2045.5190758868755,1862.9613636751676,1855.9014688485684,1938.6047511235406,1931.544575057809,1915.4071267251618,1979.9577237667249,2226.0756113543198,2710.3188964706906,3307.6704746132573,4284.6467078437627,6670.4199663602485,8669.1748571583503,7815.6764103248361,4781.2981411672536,1798.4147617028943,653.21619193423737,302.72275148002575,186.97453299484269,133.65200941145397,102.47283981975923,77.335200513321496,67.282307497705418,61.251279440887508,53.210843750071625,48.186177781824156,46.176455080303917,39.143140946941287,31.106636592896205,25.080601549217004,22.068108142325048,18.052101952375242,17.048232921663399,16.044422974417238,16.044422974417238,13.03338714150617,10.023052380778998,8.016652840637061,7.0136346326260179,7.0136346326260179,6.010760193776199,6.010760193776199,5.0080536687636448,5.0080536687636448,5.0080536687636448,4.0055490228453374,4.0055490228453374,4.0055490228453374,4.0055490228453374,5.0080536687636448,5.0080536687636448,3.0032976479526123,3.0032976479526123,2.001386774925161]
[72.5,1940.6219490072456,1959.7854330702003,1945.6649528760877,1959.7854330702003,1939.6133498034187,1942.6391489856537,1939.6133498034187,2084.8568992479281,1691.5145850450635,1884.1412081189699,1839.7646672985848,1777.2359082294392,1740.9298905498288,1780.2614433587723,1788.3295621263294,1830.6877784845742,1894.226932093404,1858.927134780701,1992.0611968716976,1988.0266976517553,1946.6735552179014,1920.4500647922634,1914.3985407022963,1710.6754529653192,1514.0350860625763,1391.0215949408339,1430.3444419494335,1577.5624103083503,1707.6500384515043,2030.3893442756496,2720.4082763658648,3224.9222921734067,2834.4208347085473,1854.8929146325258,950.48871799615188,447.721933898185,236.28651130948512,163.83239950048687,124.59915780868042,91.411415436090294,71.303296239406109,63.261558950597731,48.186177781824156,39.143140946941287,41.152539512670401,37.13384546983891,29.097816174642574,26.08484865749011,25.080601549217004,23.072229545451361,18.052101952375242,17.048232921663399,15.040675804218308,15.040675804218308,13.03338714150617,10.023052380778998,8.016652840637061,7.0136346326260179,6.010760193776199,6.010760193776199,5.0080536687636448,5.0080536687636448,5.0080536687636448,5.0080536687636448,4.0055490228453374,4.0055490228453374,4.0055490228453374,4.0055490228453374,5.0080536687636448,5.0080536687636448,3.0032976479526123,2.001386774925161,2.001386774925161]
[75,1940.6219490072456,1963.8198746832438,1935.5789582303112,1953.7337862129405,1945.6649528760877,1938.6047511235406,1980.9663437085635,2078.8048778060565,1679.4130958175858,1898.2612367205277,1778.2444193679287,1801.4403326077718,1772.1933611192419,1809.5085464826784,1788.3295621263294,1850.8587032496278,1857.9185789229516,1708.6585093616097,1853.8843609643134,1908.3470357224051,1991.0525713007953,1922.4672437252057,1649.1597552543581,1357.7492829028563,1097.6501079302609,932.34704278695699,901.10387721829318,853.73728395177477,886.99441302859464,1036.1623080703848,1163.1736791750855,1249.872041166662,1134.9476761605938,819.47371756879136,487.00139698135308,284.6021797270547,200.05616048375992,154.77764754354726,128.62256901424442,83.367575300668861,69.292772726876819,61.251279440887508,43.162036139125405,33.11558670666593,30.102209640499385,25.080601549217004,24.076394620737908,26.08484865749011,25.080601549217004,25.080601549217004,19.056026783849234,17.048232921663399,15.040675804218308,15.040675804218308,13.03338714150617,9.0197967621976929,8.016652840637061,7.0136346326260179,7.0136346326260179,6.010760193776199,5.0080536687636448,4.0055490228453374,4.0055490228453374,5.0080536687636448,4.0055490228453374,4.0055490228453374,4.0055490228453374,3.0032976479526123,5.0080536687636448,5.0080536687636448,3.0032976479526123,2.001386774925161,2.001386774925161]
[77.5,1940.6219490072456,1967.854324576324,1935.5789582303112,1951.7165747523459,1949.6993653745722,1938.6047511235406,2008.1992752159911,2127.2215379395975,1666.3032474796319,1933.5617655928907,1752.0233164234205,1833.7134031046771,1793.3721548322997,1809.5085464826784,1786.3125290189562,1850.8587032496278,1817.5767962963719,1669.328587979903,1760.0913066134603,1877.0812334106956,1873.0469740525225,1764.1253155737052,1324.477785466137,1010.9634313066751,775.13476562306744,641.12626911992743,572.62114186819917,523.26218091041574,559.52547729664832,611.90990452585947,669.33643607066585,688.47972904866845,649.18619261853939,454.77184881299468,282.58885271036019,211.12590005317529,173.89382052669683,147.73542711369169,109.51255827368547,85.378465429273547,68.287532720608553,63.261558950597731,41.152539512670401,32.111095952304076,21.064032395764698,21.064032395764698,21.064032395764698,25.080601549217004,26.08484865749011,25.080601549217004,20.060004479273225,18.052101952375242,16.044422974417238,15.040675804218308,12.029855959070284,9.0197967621976929,7.0136346326260179,7.0136346326260179,7.0136346326260179,5.0080536687636448,5.0080536687636448,4.0055490228453374,4.0055490228453374,4.0055490228453374,4.0055490228453374,3.0032976479526123,4.0055490228453374,3.0032976479526123,5.0080536687636448,5.0080536687636448,3.0032976479526123,2.001386774925161,2.001386774925161]
[80,1940.6219490072456,1968.8629383413631,1933.5617655928907,1946.6735552179014,1949.6993653745722,1936.5875553367143,2045.5190758868755,2125.2041549453133,1683.4469159116732,1992.0611968716976,1773.2018693958976,1838.7561218836893,1797.4062391975117,1791.3551160479287,1834.7219457534077,1813.5426669071608,1797.4062391975117,1710.6754529653192,1731.8535037042891,1751.0148202558562,1586.6379534222458,1469.6683691022997,965.60704521228104,674.37409234918084,510.16770989602873,426.57286170170653,409.45294924287418,397.3687340159081,376.22224775081384,377.22919687654826,405.42483738535867,419.52340124922512,399.38274468962521,302.72275148002575,198.04354533856682,153.77159610801158,138.68163893346625,119.57007684445347,101.46720444534975,89.400386559498514,83.367575300668861,61.251279440887508,38.138479987815508,23.072229545451361,20.060004479273225,18.052101952375242,19.056026783849234,23.072229545451361,25.080601549217004,26.08484865749011,22.068108142325048,18.052101952375242,16.044422974417238,15.040675804218308,11.02640849775289,8.016652840637061,8.016652840637061,7.0136346326260179,6.010760193776199,6.010760193776199,4.0055490228453374,4.0055490228453374,4.0055490228453374,4.0055490228453374,4.0055490228453374,3.0032976479526123,4.0055490228453374,3.0032976479526123,5.0080536687636448,5.0080536687636448,3.0032976479526123,2.001386774925161,3.0032976479526123]
[82.5,1940.6219490072456,1970.8801674197155,1929.5273866272523,1944.656351056595,1953.7337862129405,1938.6047511235406,2063.67490132071,2135.2910890117496,1709.6669808663319,2014.2510880530133,1790.3465975064146,1844.8074026519096,1791.3551160479287,1764.1253155737052,1840.7732132658066,1769.1678397306264,1796.3977172574425,1732.8619887894267,1697.5653621317338,1492.8598976651629,1281.1252722291497,1106.7223744766704,638.10382383678518,408.44591755181006,325.87838489895006,323.86478456311931,361.11833806008326,329.90562278367804,281.58219456930817,265.47616224135629,266.48276126055515,264.46956703503446,253.39727563823948,201.06247565441669,144.71743439597881,121.58168435931715,114.54120724389411,107.50116269711758,98.450358463414005,97.444763521530547,81.356733631351972,61.251279440887508,36.12923810708449,26.08484865749011,23.072229545451361,18.052101952375242,20.060004479273225,23.072229545451361,26.08484865749011,27.089134400918912,22.068108142325048,19.056026783849234,18.052101952375242,14.036995597894803,10.023052380778998,9.0197967621976929,7.0136346326260179,7.0136346326260179,7.0136346326260179,6.010760193776199,5.0080536687636448,5.0080536687636448,4.0055490228453374,4.0055490228453374,4.0055490228453374,4.0055490228453374,4.0055490228453374,3.0032976479526123,5.0080536687636448,5.0080536687636448,3.0032976479526123,2.001386774925161,2.001386774925161]
[85,1940.6219490072456,1970.8801674197155,1931.544575057809,1944.656351056595,1953.7337862129405,1930.5359805793269,2077.7962092756316,2133.2736983830673,1705.6330984165525,2010.2165441400143,1790.3465975064146,1822.6194706092954,1764.1253155737052,1737.9044230032487,1832.7048610100917,1741.9383808997075,1808.5000177796319,1642.1007218620907,1532.1854831921119,1200.4733729791378,936.37849593019109,760.01978588315012,384.27791554552124,273.5290599615526,252.3907273486665,267.48936407825727,277.55559808638526,244.33848676014631,207.1004714754566,183.95582347890559,172.88765168108893,171.8814886853159,165.84463549957897,139.68758692140284,103.4784850535453,93.422488515161888,93.422488515161888,98.450358463414005,107.50116269711758,85.378465429273547,71.303296239406109,50.19598424777044,32.111095952304076,23.072229545451361,21.064032395764698,19.056026783849234,21.064032395764698,25.080601549217004,28.093457349309364,29.097816174642574,23.072229545451361,21.064032395764698,19.056026783849234,13.03338714150617,11.02640849775289,9.0197967621976929,8.016652840637061,7.0136346326260179,7.0136346326260179,7.0136346326260179,5.0080536687636448,4.0055490228453374,5.0080536687636448,4.0055490228453374,4.0055490228453374,3.0032976479526123,4.0055490228453374,3.0032976479526123,5.0080536687636448,5.0080536687636448,3.0032976479526123,2.001386774925161,2.001386774925161]
[87.5,1940.6219490072456,1968.8629383413631,1929.5273866272523,1942.6391489856537,1951.7165747523459,1916.4157132785863,2079.813546825415,2127.2215379395975,1677.3961893988017,1996.0957042545253,1790.3465975064146,1807.4914896384403,1744.9638554476699,1756.0573068896419,1801.4403326077718,1761.0998079884325,1759.0828058157663,1512.0183886409504,1309.3546523168495,925.29204173531855,619.96945487635514,437.65081969353872,236.28651130948512,206.09412648536997,227.22836710560355,233.2670906927834,217.16418624552571,181.94337791178063,152.76555124800095,137.67569823504508,127.61670426943685,126.61084744487482,116.55272914527278,95.433604846914434,78.340564620239888,82.362148335243674,85.378465429273547,78.340564620239888,77.335200513321496,70.298027302456234,62.256411089425562,47.181305740243346,29.097816174642574,26.08484865749011,27.089134400918912,26.08484865749011,26.08484865749011,28.093457349309364,30.102209640499385,31.106636592896205,25.080601549217004,21.064032395764698,18.052101952375242,12.029855959070284,11.02640849775289,10.023052380778998,8.016652840637061,7.0136346326260179,9.0197967621976929,8.016652840637061,5.0080536687636448,5.0080536687636448,5.0080536687636448,4.0055490228453374,4.0055490228453374,3.0032976479526123,4.0055490228453374,3.0032976479526123,5.0080536687636448,4.0055490228453374,2.001386774925161,2.001386774925161,2.001386774925161]
[90,1940.6219490072456,1970.8801674197155,1933.5617655928907,1942.6391489856537,1953.7337862129405,1912.3813702493455,2065.6922251337533,2103.0130686747621,1664.2863568606779,1975.9232491349032,1790.3465975064146,1812.5341359598203,1744.9638554476699,1760.0913066134603,1773.2018693958976,1713.7008728243975,1618.9069691460379,1309.3546523168495,1041.2021573717921,645.15621829516817,393.34074331293886,230.24770912114909,189.99329120214583,189.99329120214583,207.1004714754566,198.04354533856682,170.87533157355321,141.69950455700601,120.57587641098782,113.53545948863409,108.50685582932681,104.48414005107793,92.416946510646028,80.351331340225968,72.308579335641099,74.319187225450264,66.277097278608665,50.19598424777044,45.171626266426578,45.171626266426578,43.162036139125405,34.120107905260866,29.097816174642574,32.111095952304076,32.111095952304076,34.120107905260866,35.124658653290489,36.12923810708449,37.13384546983891,35.124658653290489,25.080601549217004,21.064032395764698,14.036995597894803,10.023052380778998,10.023052380778998,9.0197967621976929,8.016652840637061,7.0136346326260179,12.029855959070284,21.064032395764698,5.0080536687636448,4.0055490228453374,4.0055490228453374,4.0055490228453374,4.0055490228453374,3.0032976479526123,3.0032976479526123,3.0032976479526123,4.0055490228453374,4.0055490228453374,2.001386774925161,2.001386774925161,2.001386774925161]
[95,1940.6219490072456,1970.8801674197155,1935.5789582303112,1948.6907614674124,1945.6649528760877,1906.3298716528989,2026.3547681664795,2070.7355432727031,1672.3539339575655,1959.7854330702003,1818.5853300420854,1756.0573068896419,1675.3792854027276,1754.0403104980044,1678.4046423055361,1443.4522991080316,1136.9637961806482,817.45825766036501,501.10250306890003,252.3907273486665,180.93716345181977,167.85689589015533,159.80800188016397,151.75951300673236,161.82018819187493,150.7534814279953,130.63432201828778,114.54120724389411,96.439178946735424,89.400386559498514,76.329849463361882,76.329849463361882,77.335200513321496,76.329849463361882,68.287532720608553,56.225874000831865,42.157275863478645,27.089134400918912,30.102209640499385,21.064032395764698,24.076394620737908,29.097816174642574,29.097816174642574,37.13384546983891,57.230920419256371,93.422488515161888,101.46720444534975,103.4784850535453,95.433604846914434,63.261558950597731,33.11558670666593,20.060004479273225,13.03338714150617,10.023052380778998,9.0197967621976929,8.016652840637061,8.016652840637061,7.0136346326260179,68.287532720608553,82.362148335243674,5.0080536687636448,4.0055490228453374,5.0080536687636448,4.0055490228453374,4.0055490228453374,3.0032976479526123,4.0055490228453374,3.0032976479526123,5.0080536687636448,4.0055490228453374,2.001386774925161,2.001386774925161,2.001386774925161]
[105,1940.6219490072456,1974.9146317621396,1945.6649528760877,1971.8887827325018,1959.7854330702003,1908.3470357224051,1896.2440833351525,2007.1906415129854,1513.0267370160941,1776.2273976626655,1741.9383808997075,1727.8195692338438,1629.9995923619026,1438.4108014537403,957.54390769882389,594.78371390751465,289.63555930121174,148.74143843620294,125.60499860335548,112.5297206338733,104.48414005107793,101.46720444534975,96.439178946735424,87.389402877861457,77.335200513321496,64.266722767294254,60.246164270520133,67.282307497705418,66.277097278608665,72.308579335641099,66.277097278608665,50.19598424777044,31.106636592896205,21.064032395764698,20.060004479273225,17.048232921663399,23.072229545451361,20.060004479273225,17.048232921663399,19.056026783849234,23.072229545451361,22.068108142325048,21.064032395764698,39.143140946941287,78.340564620239888,132.64610597383572,129.62844161748095,82.362148335243674,49.191070759971105,31.106636592896205,15.040675804218308,11.02640849775289,11.02640849775289,8.016652840637061,8.016652840637061,8.016652840637061,7.0136346326260179,12.029855959070284,137.67569823504508,65.271902290436884,4.0055490228453374,4.0055490228453374,4.0055490228453374,4.0055490228453374,4.0055490228453374,3.0032976479526123,4.0055490228453374,3.0032976479526123,4.0055490228453374,4.0055490228453374,2.001386774925161,2.001386774925161,1]
[115,1940.6219490072456,1980.9663437085635,1961.8026528406551,1975.9232491349032,1908.3470357224051,1796.3977172574425,1771.1848534159269,1986.0094511080301,1894.226932093404,1558.4031020534044,1701.5992254975022,1368.8399640508226,1066.4017671142508,697.5477911939663,289.63555930121174,132.64610597383572,101.46720444534975,86.383928307687412,79.345941616877255,73.313876394686872,65.271902290436884,62.256411089425562,57.230920419256371,44.166819783667599,45.171626266426578,35.124658653290489,30.102209640499385,26.08484865749011,26.08484865749011,22.068108142325048,19.056026783849234,17.048232921663399,16.044422974417238,17.048232921663399,16.044422974417238,15.040675804218308,21.064032395764698,21.064032395764698,26.08484865749011,17.048232921663399,19.056026783849234,16.044422974417238,14.036995597894803,14.036995597894803,20.060004479273225,15.040675804218308,14.036995597894803,13.03338714150617,14.036995597894803,13.03338714150617,11.02640849775289,11.02640849775289,10.023052380778998,9.0197967621976929,8.016652840637061,8.016652840637061,7.0136346326260179,92.416946510646028,126.61084744487482,13.03338714150617,5.0080536687636448,5.0080536687636448,5.0080536687636448,5.0080536687636448,4.0055490228453374,4.0055490228453374,4.0055490228453374,3.0032976479526123,5.0080536687636448,4.0055490228453374,2.001386774925161,1,2.001386774925161]
[125,1940.6219490072456,1978.9491043381777,1976.9318670220041,1959.7854330702003,1850.8587032496278,1776.2273976626655,1751.0148202558562,1623.9490612261534,1890.1926360499049,1516.0517861677681,941.4178367344432,736.84406898263978,419.52340124922512,177.91855373764352,94.428041332223657,81.356733631351972,78.340564620239888,74.319187225450264,69.292772726876819,59.241065852707941,50.19598424777044,46.176455080303917,45.171626266426578,34.120107905260866,31.106636592896205,29.097816174642574,26.08484865749011,24.076394620737908,20.060004479273225,22.068108142325048,19.056026783849234,19.056026783849234,20.060004479273225,17.048232921663399,18.052101952375242,17.048232921663399,21.064032395764698,18.052101952375242,21.064032395764698,13.03338714150617,15.040675804218308,13.03338714150617,11.02640849775289,9.0197967621976929,12.029855959070284,13.03338714150617,12.029855959070284,13.03338714150617,14.036995597894803,13.03338714150617,11.02640849775289,11.02640849775289,12.029855959070284,12.029855959070284,10.023052380778998,10.023052380778998,10.023052380778998,11.02640849775289,8.016652840637061,7.0136346326260179,6.010760193776199,6.010760193776199,5.0080536687636448,5.0080536687636448,4.0055490228453374,4.0055490228453374,4.0055490228453374,3.0032976479526123,4.0055490228453374,4.0055490228453374,2.001386774925161,1,1]
[135,1940.6219490072456,1972.8973985606769,1967.854324576324,1901.2869708129176,1824.6365442391952,1756.0573068896419,1660.2525829509932,1451.5187319182774,1203.4977237104949,957.54390769882389,659.26123743228948,272.52243464871941,111.52399075900288,92.416946510646028,79.345941616877255,67.282307497705418,58.235984471133037,49.191070759971105,42.157275863478645,41.152539512670401,29.097816174642574,28.093457349309364,28.093457349309364,20.060004479273225,24.076394620737908,18.052101952375242,16.044422974417238,18.052101952375242,20.060004479273225,22.068108142325048,17.048232921663399,19.056026783849234,18.052101952375242,17.048232921663399,14.036995597894803,15.040675804218308,19.056026783849234,18.052101952375242,21.064032395764698,15.040675804218308,17.048232921663399,14.036995597894803,11.02640849775289,14.036995597894803,18.052101952375242,16.044422974417238,15.040675804218308,14.036995597894803,14.036995597894803,15.040675804218308,14.036995597894803,15.040675804218308,13.03338714150617,13.03338714150617,13.03338714150617,12.029855959070284,12.029855959070284,10.023052380778998,9.0197967621976929,8.016652840637061,7.0136346326260179,6.010760193776199,6.010760193776199,5.0080536687636448,4.0055490228453374,4.0055490228453374,4.0055490228453374,4.0055490228453374,4.0055490228453374,3.0032976479526123,2.001386774925161,1,1]
[145,1940.6219490072456,1965.8370985958388,1969.8715526225826,1918.4328879759823,1812.5341359598203,1750.0063246685534,1559.4114808570475,1175.2707480638032,890.01785088596125,764.05041802849428,581.68754688117576,351.04941397916343,202.06879585668304,131.64021015674211,100.46157902783952,65.271902290436884,53.210843750071625,39.143140946941287,38.138479987815508,30.102209640499385,25.080601549217004,26.08484865749011,25.080601549217004,18.052101952375242,24.076394620737908,18.052101952375242,16.044422974417238,18.052101952375242,18.052101952375242,18.052101952375242,17.048232921663399,17.048232921663399,18.052101952375242,15.040675804218308,14.036995597894803,15.040675804218308,19.056026783849234,18.052101952375242,19.056026783849234,15.040675804218308,17.048232921663399,16.044422974417238,14.036995597894803,18.052101952375242,20.060004479273225,21.064032395764698,19.056026783849234,16.044422974417238,17.048232921663399,17.048232921663399,16.044422974417238,15.040675804218308,15.040675804218308,13.03338714150617,13.03338714150617,13.03338714150617,12.029855959070284,10.023052380778998,9.0197967621976929,9.0197967621976929,8.016652840637061,7.0136346326260179,7.0136346326260179,6.010760193776199,5.0080536687636448,4.0055490228453374,4.0055490228453374,3.0032976479526123,4.0055490228453374,3.0032976479526123,2.001386774925161,1,0]
[155,1940.6219490072456,1963.8198746832438,1982.9835851310775,1922.4672437252057,1856.910023612141,1741.9383808997075,1413.2035792127422,1001.8919884694633,830.55883525843592,715.68426728943632,674.37409234918084,548.44476923822299,351.04941397916343,340.98077844143347,133.65200941145397,57.230920419256371,40.147827669756929,37.13384546983891,34.120107905260866,30.102209640499385,27.089134400918912,22.068108142325048,17.048232921663399,14.036995597894803,24.076394620737908,16.044422974417238,16.044422974417238,16.044422974417238,16.044422974417238,15.040675804218308,15.040675804218308,17.048232921663399,16.044422974417238,17.048232921663399,16.044422974417238,15.040675804218308,19.056026783849234,18.052101952375242,23.072229545451361,15.040675804218308,17.048232921663399,18.052101952375242,14.036995597894803,18.052101952375242,21.064032395764698,22.068108142325048,21.064032395764698,19.056026783849234,19.056026783849234,19.056026783849234,16.044422974417238,17.048232921663399,16.044422974417238,15.040675804218308,14.036995597894803,14.036995597894803,13.03338714150617,12.029855959070284,11.02640849775289,10.023052380778998,9.0197967621976929,8.016652840637061,7.0136346326260179,6.010760193776199,5.0080536687636448,4.0055490228453374,4.0055490228453374,3.0032976479526123,3.0032976479526123,3.0032976479526123,2.001386774925161,1,1]
[165,1940.6219490072456,1951.7165747523459,1965.8370985958388,1934.5703616489466,1857.9185789229516,1733.8704744608951,1324.477785466137,918.23709442176153,728.78311960771214,774.1270910823755,704.6008099179503,749.94329919411564,694.5250906509001,709.63872365870475,146.72942263482432,53.210843750071625,38.138479987815508,33.11558670666593,30.102209640499385,26.08484865749011,23.072229545451361,24.076394620737908,17.048232921663399,12.029855959070284,16.044422974417238,14.036995597894803,14.036995597894803,16.044422974417238,16.044422974417238,15.040675804218308,15.040675804218308,15.040675804218308,18.052101952375242,15.040675804218308,16.044422974417238,15.040675804218308,23.072229545451361,18.052101952375242,23.072229545451361,19.056026783849234,21.064032395764698,22.068108142325048,16.044422974417238,21.064032395764698,25.080601549217004,25.080601549217004,22.068108142325048,20.060004479273225,21.064032395764698,20.060004479273225,18.052101952375242,18.052101952375242,17.048232921663399,16.044422974417238,15.040675804218308,15.040675804218308,19.056026783849234,19.056026783849234,14.036995597894803,10.023052380778998,9.0197967621976929,8.016652840637061,8.016652840637061,6.010760193776199,5.0080536687636448,4.0055490228453374,4.0055490228453374,3.0032976479526123,3.0032976479526123,3.0032976479526123,2.001386774925161,1,1]
[175,1940.6219490072456,1941.6305487347479,1941.6305487347479,1887.1669196612788,1836.7390327120816,1656.2188188320179,1245.8394226502153,807.3810328268321,654.22369565013753,664.29881766947972,539.37890152609612,734.82882334190344,893.04129900390069,717.69945985823824,161.82018819187493,59.241065852707941,47.181305740243346,43.162036139125405,34.120107905260866,26.08484865749011,15.040675804218308,18.052101952375242,32.111095952304076,26.08484865749011,24.076394620737908,16.044422974417238,16.044422974417238,16.044422974417238,18.052101952375242,17.048232921663399,17.048232921663399,19.056026783849234,18.052101952375242,15.040675804218308,16.044422974417238,17.048232921663399,23.072229545451361,20.060004479273225,21.064032395764698,19.056026783849234,23.072229545451361,22.068108142325048,18.052101952375242,23.072229545451361,25.080601549217004,25.080601549217004,22.068108142325048,21.064032395764698,21.064032395764698,20.060004479273225,18.052101952375242,18.052101952375242,17.048232921663399,15.040675804218308,15.040675804218308,14.036995597894803,14.036995597894803,11.02640849775289,10.023052380778998,10.023052380778998,8.016652840637061,7.0136346326260179,7.0136346326260179,6.010760193776199,4.0055490228453374,4.0055490228453374,4.0055490228453374,3.0032976479526123,3.0032976479526123,3.0032976479526123,1,1,0]
[180,1940.6219490072456,1939.6133498034187,1935.5789582303112,1855.9014688485684,1800.4318084083402,1634.0332922559537,1247.85573028107,813.42735274831409,642.13375404750673,662.28378097872496,514.19674253383948,611.90990452585947,749.94329919411564,513.18948140797454,140.69354214646376,59.241065852707941,47.181305740243346,43.162036139125405,36.12923810708449,28.093457349309364,15.040675804218308,16.044422974417238,30.102209640499385,24.076394620737908,20.060004479273225,16.044422974417238,16.044422974417238,16.044422974417238,16.044422974417238,15.040675804218308,15.040675804218308,15.040675804218308,16.044422974417238,17.048232921663399,20.060004479273225,19.056026783849234,23.072229545451361,18.052101952375242,26.08484865749011,19.056026783849234,23.072229545451361,22.068108142325048,18.052101952375242,21.064032395764698,21.064032395764698,23.072229545451361,22.068108142325048,22.068108142325048,23.072229545451361,20.060004479273225,18.052101952375242,18.052101952375242,17.048232921663399,16.044422974417238,14.036995597894803,14.036995597894803,13.03338714150617,11.02640849775289,11.02640849775289,10.023052380778998,8.016652840637061,8.016652840637061,7.0136346326260179,6.010760193776199,4.0055490228453374,4.0055490228453374,4.0055490228453374,3.0032976479526123,3.0032976479526123,3.0032976479526123,2.001386774925161,1,1]
[null,"H - HPS 150W Type IV Very Short"]
[null,"Generic"]
[null,"HPS"]
[null,"NA"]
[null,310]
[null,"TYPE IV, VERY SHORT, FULL CUTOFF"]
[]
[null,37]
[null,73]
[null,0,2.5,5,7.5,10,12.5,15,17.5,20,22.5,25,27.5,30,32.5,35,37.5,40,42.5,45,47.5,50,52.5,55,57.5,60,62.5,65,67.5,70,72.5,75,77.5,80,82.5,85,87.5,90]
[0,3824.3869321213224,3773.9231043401892,3738.5988254599183,3700.2471288748839,3605.3788574979831,3519.5958639118817,3542.8075287426982,3801.1734881871989,4040.3795265036656,4083.7813198093995,5317.3760727682402,5109.3993762346408,4584.4481034188166,4506.7198814914591,5344.6357636820503,4627.8553471585974,4792.402746706277,5920.1494950349042,5547.5733372422192,5074.0643609654071,4545.079097785766,7435.9242225433927,6981.4591393414739,5947.4121032959647,6683.5479549111051,8928.776643578818,6726.9714849057946,5265.8859269724189,8255.040324378253,6648.2034291785112,4592.523838723745,2396.5586520075635,140.69354214646376,47.181305740243346,12.029855959070284,0,0]
[2.5,3824.3869321213224,3752.7284971760491,3731.5340095948823,3676.025209058791,3590.2405325962136,3509.5038833648787,3556.9364426525053,3834.4797777871422,4058.5476626597288,4185.7268707162775,5393.0977789234066,5072.0452246443429,4573.3439905845053,4612.7132389982626,5328.4818559580326,4615.7416566629645,4942.8221844454483,6016.074038951514,5491.032758614404,5115.4568319825366,4904.4597401538012,7556.1097001962607,6795.6418241267957,5972.6553704229254,7166.2714793201894,8924.7360905048408,6180.6639084802682,5798.9838727278211,8409.5808377743924,6224.084056671647,4373.4746299218077,1944.656351056595,130.63432201828778,43.162036139125405,19.056026783849234,12.029855959070284,0]
[5,3824.3869321213224,3738.5988254599183,3717.4044179768644,3662.905068997638,3580.148351404674,3506.4762948503562,3554.9180229417984,3821.3590836071703,4036.3421739838864,4136.2678245258603,5352.7127358441867,5156.8496376046796,4598.5806495137804,4594.5427747676003,5321.4145367041747,4637.9501134393231,4904.4597401538012,5983.7624417512116,5515.2643642987632,5121.5142948962093,4831.7738276136788,7522.7807616211185,6870.3720983882995,5984.7721765302231,7060.2310218994453,8915.6448527713455,6313.9546246884638,5699.0241360548562,8367.1576670047634,6290.7295232493279,4392.6536236781558,2021.3115593170608,132.64610597383572,45.171626266426578,19.056026783849234,14.036995597894803,0]
[7.5,3824.3869321213224,3719.4229277850909,3694.1916340302992,3648.7757399020425,3567.0285583565583,3504.457903958024,3549.8719786752731,3802.1827654196286,4004.0434994010784,4079.7439241730881,5303.2414731373938,5246.7034519695544,4656.120748026543,4571.3250638700774,5303.2414731373938,4660.1586764537933,4847.9261587967367,5899.9550512256956,5540.5057333100467,5154.8304686324491,4765.1460336653763,7426.8346431131331,6893.5992413593704,5977.7040366527963,6923.8956322564763,8848.9760596450087,6478.5523364836854,5581.9018269412409,8239.8894483521708,6311.9350472577617,4326.0322176631289,1998.1129610018729,130.63432201828778,45.171626266426578,21.064032395764698,14.036995597894803,0]
[10,3824.3869321213224,3717.4044179768644,3686.1176563321983,3639.6926286191406,3560.9732855059683,3504.457903958024,3545.835148420831,3786.0343618660531,3948.5307617635917,4002.0248408599523,5204.30033515777,5345.6453845358346,4767.165044115769,4554.1642228019282,5244.6842481457488,4671.2629976422304,4767.165044115769,5739.4116992864419,5546.5636789866312,5153.8208844425953,4722.7470121803753,7399.5659715574593,6999.6371876410858,5894.90645105365,6880.470846578306,8811.6013494256167,6690.6168824964061,5587.9598176423597,8096.4625412884388,6376.5618441102879,4348.2392398910824,2117.1346421175112,128.62256901424442,45.171626266426578,23.072229545451361,16.044422974417238,0]
[12.5,3824.3869321213224,3729.515493229489,3698.2286294925589,3650.7942121455894,3579.1391348473385,3529.687873367523,3561.9824969338665,3783.0065438512029,3921.2793388434898,3939.4469331823561,5135.6484028474824,5437.5216751697999,4924.6504630879353,4601.6090578980056,5206.3195233922515,4718.7090299129177,4699.5286613343405,5600.0758187205283,5625.3175716766973,5177.0413707162106,4682.3673452010944,7323.8201895680186,7211.7178708696974,5877.7412428004782,6809.7799214280849,8821.7026068688901,6957.221815182701,5583.9211564455045,8047.980778290771,6300.8273829334303,4256.3836620983348,2110.0738435944186,123.59332512567987,49.191070759971105,23.072229545451361,17.048232921663399,0]
[15,3824.3869321213224,3739.608085958535,3698.2286294925589,3670.9789957976764,3592.2589722379721,3558.9548635074461,3583.1760027816035,3772.9138346306581,3893.0188038195333,3891.0002019997246,5045.7965256597345,5547.5733372422192,5110.4089516946378,4734.8609796653363,5210.3579022078929,4842.878549518322,4670.2535128071995,5453.6759093110832,5739.4116992864419,5287.0876910772604,4834.8023856070477,7092.5479462174708,7591.4587349128451,6058.4832732330606,6698.6956660152764,8904.5333525636379,7470.2627337847334,5656.6175024313588,8068.1814775158982,6578.5247720771622,4348.2392398910824,2258.3554519985455,127.61670426943685,51.200917835379968,29.097816174642574,21.064032395764698,0]
[17.5,3824.3869321213224,3694.1916340302992,3656.8496355629795,3637.6741625184009,3557.9456529369854,3529.687873367523,3543.8167350149947,3706.3026336194725,3802.1827654196286,3783.0065438512029,4799.4693272548984,5555.6506098927775,5195.2139977920533,4840.85950727825,5120.5047172466666,4938.784018367508,4560.220982873745,5176.031782189576,5724.2663296951332,5320.4049204330613,4980.1753765584954,6431.0912132034146,7864.1567590589475,6156.4295395322897,6471.4836364724188,8804.5304760975287,7851.0266350517322,5756.5764997508313,7936.8778414132521,6696.6759692225914,4325.0228102633255,2318.8813905195775,123.59332512567987,53.210843750071625,29.097816174642574,23.072229545451361,0]
[20,3824.3869321213224,3704.2841309389364,3664.923549032389,3650.7942121455894,3567.0285583565583,3551.8903955225719,3553.9088135157299,3689.1453959006653,3751.7192331456886,3732.5432681866682,4632.9027275522294,5584.9308214712364,5295.1645759534977,4992.2899855605283,5239.6362419846173,5148.7729664577264,4576.3723823254804,5066.9973873555145,5824.2265038795458,5513.2450597563802,5192.1852221967711,5707.1016258913614,8179.2862230644087,6434.1206361770046,6341.2189830814905,8812.6114746495787,8176.2560735477527,6068.5807537566216,7854.0566617230443,6794.6319611575309,4314.928749218534,2339.0570561486738,127.61670426943685,53.210843750071625,29.097816174642574,25.080601549217004,0]
[22.5,3824.3869321213224,3633.6372336742002,3594.2774130127364,3581.1575682462135,3499.4119318094895,3500.4211256580302,3501.4303197972408,3593.2681924837666,3619.5080180360724,3644.7387987620305,4337.135714578224,5471.8494798520169,5291.1261319757587,5033.6817874787266,5314.3472268269652,5338.5780425617168,4571.3250638700774,4875.1833394870619,5738.4020067370393,5605.1241602352584,5242.665045098579,5021.5670784255144,8228.7788236179094,6691.6267299035608,6249.3284681218547,8576.2453540924707,8244.9397372711064,6418.9735355718449,7521.7707960849948,6836.0364655958701,4264.4587989489064,2376.3824947816124,150.7534814279953,49.191070759971105,31.106636592896205,23.072229545451361,0]
[25,3824.3869321213224,3679.0529403377723,3637.6741625184009,3612.4434308660921,3543.8167350149947,3555.927232654084,3559.9640743637965,3612.4434308660921,3605.3788574979831,3680.0621846506951,4167.5581732936525,5457.714475321076,5442.56986819536,5196.2235900492014,5474.878414143368,5816.1488499970474,4884.2691002578549,4862.0594926903868,5697.0047653821493,5754.5571088041206,5513.2450597563802,5000.3664078822803,8303.5233140894452,7321.8003127255379,6437.1500605755518,8417.6614660034484,8530.7910715365124,7038.0132221121075,7504.6014027132933,7000.6470805972267,4315.9381542623805,2449.017451437222,198.04354533856682,51.200917835379968,31.106636592896205,27.089134400918912,0]
[27.5,3824.3869321213224,3700.2471288748839,3654.8311599766735,3623.5449311767566,3572.074626910488,3596.2958549198647,3599.3235199023597,3607.3973056218033,3580.148351404674,3682.0806741059782,3971.7450850964365,5269.9243516662336,5525.3608980841627,5306.270312750592,5453.6759093110832,6102.912312917676,5409.251880874278,4917.583700636711,5379.9726066746171,5791.9159556555478,5772.7316527805388,5206.3195233922515,7798.5063587598852,7980.3088056893621,6629.0164794716775,7969.1985364866232,8535.8415354514236,7398.5560226847447,7026.9043484799686,7043.0627159190735,4284.6467078437627,2425.8143810245342,241.3189644239616,51.200917835379968,31.106636592896205,25.080601549217004,0]
[30,3824.3869321213224,3645.7480336284634,3594.2774130127364,3557.9456529369854,3516.5682667086048,3559.9640743637965,3558.9548635074461,3524.641865031288,3494.3659669297072,3600.3327421286867,3765.8489542199927,4881.2405114566436,5462.762687031598,5285.0684717834702,5338.5780425617168,6075.6490001114753,5986.7916465987591,5324.4433866655372,5307.2799263388624,5935.295373066152,5979.7235043376886,5727.2954004142321,6846.1351632772894,8401.500217302093,6917.8363434637895,7309.6810633661898,8165.1455349212947,7267.263848904161,6329.1014759746904,6884.5103500016339,4172.6050257662846,2400.5939038614811,297.68914776956171,49.191070759971105,33.11558670666593,25.080601549217004,0]
[32.5,3824.3869321213224,3692.1731379515668,3639.6926286191406,3585.1944384528538,3566.019345501199,3610.4249799228146,3615.4711093933429,3544.8259415743978,3510.5130801163309,3611.4342052535821,3723.4599506839704,4606.6564096290031,5474.878414143368,5367.8570914508327,5388.0496319701306,6106.9513325833304,6615.8885984703493,6192.7811285756597,5777.7801473707541,6174.6053073292023,6212.9765480135602,6143.3026294532474,6182.683443516019,8611.5988514237888,7349.0686970054585,6964.2910260285225,7758.106386550392,6768.3755766515487,5742.4407779992334,6636.0853492333517,4049.4635844028262,2349.1449542526016,324.871583172518,47.181305740243346,31.106636592896205,25.080601549217004,0]
[35,3824.3869321213224,3698.2286294925589,3637.6741625184009,3585.1944384528538,3574.0930563265529,3620.5172458997545,3637.6741625184009,3538.7707065263166,3512.5314744886432,3592.2589722379721,3672.9974802710899,4233.1677290059943,5325.4530037018685,5393.0977789234066,5399.1555614980762,6134.2147850405681,6949.1427258603298,6807.7601914454572,6371.5128519565178,6372.5226500676199,6270.533852485627,6376.5618441102879,6041.317594942293,8259.0805626789497,7807.5963813598573,6853.204260510186,7100.6272003082358,6205.908143739628,4992.2899855605283,6221.0547341631382,3969.7264428924846,2314.8462783888795,397.3687340159081,47.181305740243346,31.106636592896205,23.072229545451361,0]
[37.5,3824.3869321213224,3681.0714292401249,3622.5357024701702,3569.0469849229462,3561.9824969338665,3614.4618829360575,3651.8034486854785,3536.7522971429303,3520.6050635579218,3569.0469849229462,3668.960512433016,3959.6332472652089,5037.7200303060945,5424.3963952262038,5525.3608980841627,6070.6002518763489,7042.0528168682595,7253.1248323081327,6708.7941591002163,6754.2375655774485,6803.7207332762155,6833.0068591966547,6584.5837565814609,7399.5659715574593,7874.2568693536759,6446.2383423141164,5937.3148263897501,5563.7278942750381,4477.4459620360176,5753.5474135962277,3769.8860271206495,2185.7264689469625,411.46702004179934,43.162036139125405,33.11558670666593,23.072229545451361,0]
[40,3824.3869321213224,3702.2656293572104,3635.6556975365502,3579.1391348473385,3560.9732855059683,3626.5726189810316,3677.0344525417445,3574.0930563265529,3543.8167350149947,3581.1575682462135,3681.0714292401249,3807.2291555950037,4651.0733424123291,5448.6277060002521,5607.1434981132261,5947.4121032959647,6979.439359113584,7617.7181243352443,6992.5679410248831,6907.7375405938164,7341.9991061750916,7228.8865822332955,7109.7163721370725,6386.6598403961489,7245.0454066122957,6025.1617069412605,4895.3739419042222,4890.326283487303,4239.2240471433706,5048.825214748018,3519.5958639118817,1974.9146317621396,361.11833806008326,45.171626266426578,33.11558670666593,25.080601549217004,0]
[42.5,3824.3869321213224,3751.7192331456886,3679.0529403377723,3622.5357024701702,3601.3419646376324,3668.960512433016,3727.4969779554799,3642.7203298667955,3600.3327421286867,3647.7665041985438,3718.4136727441432,3791.0807305988019,4294.7406979534107,5288.0973010130811,5656.6175024313588,5884.8092636716774,6766.3558589761014,7690.4369045003759,7369.2675653632368,6957.221815182701,7053.1617143802077,7156.1723202341036,7722.7565832352684,6647.1935883397173,6771.4051542935886,5537.4767629527105,4213.9894454022169,4154.436385457253,3892.0095027788852,4228.1208038365403,3294.5517210316275,1689.497664150761,263.46297565607262,42.157275863478645,33.11558670666593,25.080601549217004,0]
[45,3824.3869321213224,3716.3951634833093,3641.7110958381404,3583.1760027816035,3552.8996043759612,3622.5357024701702,3685.1084103613739,3629.6003093104964,3585.1944384528538,3637.6741625184009,3681.0714292401249,3775.9416445681031,3990.9222370801904,5008.44284323579,5611.1821760484499,5820.1876755383619,6417.9637301334997,7518.7409002895192,7543.9900691424318,6951.1624973116432,6974.3899110988677,6859.2634925079738,7615.6981680882545,7088.5083226191955,6384.6402398621567,5065.9878205004325,3748.6914426823082,3338.9538656128216,3530.697075899885,3502.4395142270323,3159.3307252398422,1364.8069786629198,190.99955462404839,46.176455080303917,35.124658653290489,27.089134400918912,0]
[47.5,3824.3869321213224,3734.5617861880355,3651.8034486854785,3595.2866338247959,3571.0654126296881,3630.6095399811061,3697.2193802140805,3670.9789957976764,3643.729564174781,3681.0714292401249,3724.4692070921024,3815.3033937708901,3892.0095027788852,4470.3798721460062,5392.0881491549635,5767.6831626010498,6137.2440650179806,7234.946137151157,7527.8305913332479,7019.8350743925312,6957.221815182701,6242.2600226291624,6714.8532622417715,6817.8588473412356,5640.4626777956291,4982.1944760163169,3629.6003093104964,2992.8352320612635,3293.5425882996415,3000.9075314208349,2938.3477832680401,1059.3458158095118,140.69354214646376,42.157275863478645,33.11558670666593,27.089134400918912,0]
[50,3824.3869321213224,3747.6821797373254,3667.9512711666548,3593.2681924837666,3558.9548635074461,3608.4065301068449,3674.0067229233887,3672.9974802710899,3667.9512711666548,3683.0899192481888,3753.7377614775692,3806.2198770250698,3875.8607217355507,4116.0806281226387,4957.9653365689674,5646.5207316244023,6063.5320113950511,6853.204260510186,7112.7460986603501,7014.785597255338,6889.5597326103853,6001.9376937888819,5941.3537350953011,6052.4247929870489,5213.3866883717783,4569.3061380464214,3477.2097408500204,3119.9764362898773,3047.3236719326865,2613.4627792455449,2561.0005380762923,860.79172000305243,103.4784850535453,44.166819783667599,35.124658653290489,25.080601549217004,0]
[52.5,3824.3869321213224,3747.6821797373254,3677.0344525417445,3597.3050762978692,3562.9917086474275,3595.2866338247959,3663.9143088761448,3686.1176563321983,3697.2193802140805,3722.4506945491366,3797.1363819353046,3839.526210576616,3910.1769614510358,4005.0528290529305,4490.5687299456558,5329.491473759017,5954.4802073218007,6559.3380246168681,6755.2474225315909,6738.0798748402394,6756.2572796365721,5951.4510188552586,5276.9916023181841,5224.4922526710543,4818.6500982383513,3929.3538148582097,3203.7310234935962,3176.4853125092473,2873.7713748141391,2394.5410286252559,2240.1979844941325,796.29623070059233,86.383928307687412,42.157275863478645,33.11558670666593,27.089134400918912,0]
[55,3824.3869321213224,3765.8489542199927,3697.2193802140805,3601.3419646376324,3552.8996043759612,3574.0930563265529,3636.6649298875795,3664.923549032389,3686.1176563321983,3738.5988254599183,3786.0343618660531,3855.6748399875901,3908.1583507605164,3979.8196641565773,4173.6143969928216,4839.8499864736677,5577.8631701223358,6354.3463085501007,6404.8362738880587,6253.3675834185169,6441.1892953223496,5824.2265038795458,4862.0594926903868,4394.6724699988972,4116.0806281226387,3462.0719645204972,2882.8523453988878,3124.0127509005588,2676.0152863232888,2146.3867714572339,1854.8929146325258,759.01213117901898,74.319187225450264,42.157275863478645,33.11558670666593,25.080601549217004,0]
[57.5,3824.3869321213224,3732.5432681866682,3676.025209058791,3589.2313132004015,3522.6234637169282,3536.7522971429303,3586.2036567142272,3625.5633894322618,3663.9143088761448,3732.5432681866682,3781.9972717174878,3841.5447855482043,3904.1211325047793,3977.8010178559293,4055.5196343149314,4426.9741368471477,5071.0356567849249,5884.8092636716774,6163.4978873142391,5920.1494950349042,6045.3565736910532,5690.9466576555042,4682.3673452010944,3986.8849342605981,3458.0352353215021,2982.7448884558621,2782.9632607913691,3016.0431511424208,2665.9260725731801,2073.7615400479999,1588.6547478341136,804.357889807883,92.416946510646028,46.176455080303917,33.11558670666593,31.106636592896205,0]
[60,3824.3869321213224,3849.6190960251884,3797.1363819353046,3707.311885371606,3631.6187709319765,3634.6464654654005,3669.969753976713,3714.3766553177006,3765.8489542199927,3836.498350107237,3915.2234927308177,3957.614611221908,4008.0808195329178,4087.8187194332641,4181.6893755794981,4315.9381542623805,4732.841982932212,5269.9243516662336,5958.5191276718224,5789.8965523599109,5775.760749005628,5667.7239711126986,4692.4622294491346,3954.5866590857477,3249.1410552393327,2820.2951325274998,2743.6139917631563,2844.5106650587786,2561.0005380762923,2037.4498717290523,1397.0711922049652,789.24234583746443,146.72942263482432,46.176455080303917,35.124658653290489,31.106636592896205,0]
[62.5,3824.3869321213224,3814.2941130646404,3771.9045651908464,3680.0621846506951,3596.2958549198647,3593.2681924837666,3613.4526567602729,3659.8773510291899,3717.4044179768644,3796.1271060421468,3875.8607217355507,3932.3817476389963,3959.6332472652089,4037.351511735772,4144.3427306734584,4220.0457360864184,4427.9835677390938,4653.0923040017069,5205.3099291771987,5464.7819730209803,5494.0617034925754,5283.0492532603757,4644.0069837467909,3750.7099693865639,3098.785870325059,2751.6855909919714,3072.5501321889683,2754.7124468045627,2429.8496817506452,1978.9491043381777,1313.3874708439646,745.91274228889881,202.06879585668304,56.225874000831865,35.124658653290489,33.11558670666593,0]
[65,3824.3869321213224,3809.2477135366616,3757.774821393813,3661.8958293969185,3573.0838414761388,3564.0009206465525,3571.0654126296881,3606.3880814188237,3670.9789957976764,3750.7099693865639,3829.433351632465,3899.0746155506313,3924.3072654043785,3986.8849342605981,4104.9777122296382,4204.9050256835444,4332.0886670011614,4414.8609840939471,4486.5309511186333,4920.6123118744053,5173.0030177901417,4951.9080701669664,4438.0778892937269,3794.1085550601065,3057.41423109685,2621.5339871853307,2744.6229403708576,2670.9706746891684,2508.5393705784218,1777.2359082294392,1209.546447931808,675.38162812523888,215.15140531108909,56.225874000831865,39.143140946941287,31.106636592896205,0]
[67.5,3824.3869321213224,3807.2291555950037,3746.6729170638746,3651.8034486854785,3564.0009206465525,3557.9456529369854,3556.9364426525053,3587.2128752593285,3652.8126855040018,3739.608085958535,3819.3405192624541,3889.9909014820973,3930.3631255262335,3986.8849342605981,4077.7252278514898,4217.0175896581886,4349.2486526888006,4389.625355935168,4334.1074853274758,4490.5687299456558,4691.4527400472643,4532.9656259914182,4264.4587989489064,3704.2841309389364,3052.3689473492441,2603.3738043476001,2603.3738043476001,3120.9855144537578,2398.5762770867805,1631.0080164014964,1032.1304462556957,611.90990452585947,170.87533157355321,52.205871129025049,58.235984471133037,33.11558670666593,0]
[70,3824.3869321213224,3779.9787282573307,3713.3674016457994,3609.4157548738763,3536.7522971429303,3521.6142634929647,3516.5682667086048,3532.7154818290619,3592.2589722379721,3681.0714292401249,3762.8211523815412,3831.4519212976052,3871.8235369663826,3944.4935020361077,4029.2768167843092,4171.5956547836668,4308.8723239112096,4360.3522088985019,4350.258065720579,4417.8892691731244,4451.2005415970107,4282.627912670785,4027.2581455710433,3510.5130801163309,2971.6455498804635,2535.7786875636448,2381.4265181011756,3142.1762310235972,2189.7613499273516,1656.2188188320179,893.04129900390069,560.5328253292854,127.61670426943685,52.205871129025049,45.171626266426578,35.124658653290489,0]
[72.5,3824.3869321213224,3761.8118856428364,3689.1453959006653,3586.2036567142272,3522.6234637169282,3509.5038833648787,3499.4119318094895,3516.5682667086048,3565.0101329311728,3651.8034486854785,3741.6266077720375,3802.1827654196286,3854.6655486669483,3930.3631255262335,4062.5850372965883,4236.1958869934633,4354.2957201869485,4388.6159338178813,4375.493467419532,4442.1156243407095,4382.5594059868718,4163.520695711195,3785.025088925564,3274.3691251883242,2854.6005311633357,2414.7173386387876,2232.1280460590165,3241.0681141124887,2144.3693703781632,1656.2188188320179,940.40996641309926,441.67923788731963,147.73542711369169,54.215835334169334,43.162036139125405,43.162036139125405,0]
[75,3824.3869321213224,3773.9231043401892,3689.1453959006653,3582.1667853718809,3536.7522971429303,3527.6694691676748,3505.4670992590668,3524.641865031288,3570.0561986338098,3651.8034486854785,3739.608085958535,3825.3962154916471,3906.139741111585,4000.0061833360446,4170.5862840450318,4366.4087060140737,4475.427078072772,4508.7387795047362,4546.0885552256568,4518.8332831096877,4400.729014518427,4140.3052756330453,3800.1642112224786,3216.8494114615514,2706.2831550106789,2248.2679519709782,2152.4389860530005,2675.0063632358751,2039.4671697804051,1673.3623838322726,1008.9475480673809,457.79327444158969,158.80191819600202,54.215835334169334,41.152539512670401,47.181305740243346,0]
[77.5,3824.3869321213224,3763.8304193906833,3659.8773510291899,3566.019345501199,3528.6786711234299,3521.6142634929647,3499.4119318094895,3513.5406721093418,3555.927232654084,3624.5541601641467,3712.3581482479185,3831.4519212976052,3935.4096827489734,4025.2394753686367,4166.5488035315584,4295.7500982688243,4339.1545352522735,4377.5123058478102,4468.3609913689133,4565.2682890729775,4389.625355935168,4111.0338444573727,3757.774821393813,3180.5216994532811,2691.1491781557102,2528.7166142236074,2119.1520174484262,2274.4955455878367,1820.602399209437,1693.5315083418986,1044.226078658143,574.63588622392331,160.81409189195779,52.205871129025049,43.162036139125405,39.143140946941287,0]
[80,3824.3869321213224,3754.7470260501764,3650.7942121455894,3570.0561986338098,3552.8996043759612,3530.697075899885,3530.697075899885,3540.7891170597914,3574.0930563265529,3644.7387987620305,3712.3581482479185,3824.3869321213224,3891.0002019997246,3953.5773422216339,4090.8467717656299,4197.8393794554077,4274.5527414902626,4362.3710403371606,4472.3987538339397,4634.9216812481945,4538.0129019806491,4195.8206255715268,3824.3869321213224,3268.314370634625,2701.2384866414727,2350.153746446309,2354.1889195451522,2090.9089382404209,1648.1513200615109,1351.6998585572758,1146.0363803775579,518.22580671051151,135.66383892015347,72.308579335641099,43.162036139125405,37.13384546983891,0]
[82.5,3824.3869321213224,3690.1546429752379,3578.1299185742901,3505.4670992590668,3495.375159323662,3461.0627817797167,3460.0535993328958,3486.2924382672177,3513.5406721093418,3566.019345501199,3624.5541601641467,3693.1823858531711,3743.6451306733875,3816.312674743875,3959.6332472652089,4092.8654745646063,4199.858134309141,4270.5151616131225,4428.9929988609329,4593.5333066348594,4501.6726404120145,4129.2022945641284,3669.969753976713,3135.1126429229589,2593.2848685088161,2235.1542695622238,2180.6828781869804,1872.0384105685773,1552.3528429347011,1085.5538691678053,975.68606162866456,477.93661487693021,128.62256901424442,52.205871129025049,50.19598424777044,37.13384546983891,0]
[85,3824.3869321213224,3674.0067229233887,3556.9364426525053,3494.3659669297072,3478.2189282826434,3446.934254314122,3436.8424843879593,3463.0811475551609,3507.485490731804,3540.7891170597914,3588.2220940880884,3638.6833954289509,3693.1823858531711,3773.9231043401892,3922.2886474376769,4055.5196343149314,4151.4082864469929,4233.1677290059943,4482.4931759218844,4619.7795499700933,4564.2588273869669,4209.9519231093873,3684.0991646666803,3149.2398349873142,2595.3026525445794,2262.3904646246178,1991.0525713007953,1722.7771643791923,1512.0183886409504,970.64654035114972,554.48876437551053,328.89880868463291,128.62256901424442,62.256411089425562,52.205871129025049,45.171626266426578,0]
[87.5,3824.3869321213224,3688.1361491019197,3576.1114868813684,3535.7430928827375,3507.485490731804,3478.2189282826434,3465.0995145057836,3486.2924382672177,3525.651066121522,3576.1114868813684,3613.4526567602729,3654.8311599766735,3701.256378978585,3786.0343618660531,3950.5493931740411,4092.8654745646063,4178.6612567823959,4245.2803739244173,4443.1250586754759,4584.4481034188166,4576.3723823254804,4265.468192129897,3678.043696301429,3274.3691251883242,2730.497693643114,2372.3472838256689,2001.1388499370387,1505.9683125132324,1162.1655957563262,802.34246743205267,361.11833806008326,169.86918038037837,147.73542711369169,60.246164270520133,43.162036139125405,41.152539512670401,0]
[90,3824.3869321213224,3696.2101312108252,3592.2589722379721,3560.9732855059683,3525.651066121522,3498.4027382516956,3480.2373040253706,3502.4395142270323,3537.7615016908253,3596.2958549198647,3638.6833954289509,3680.0621846506951,3723.4599506839704,3817.3219559835075,3961.6518843365898,4117.0899855977505,4210.9613033200867,4319.9757767956535,4571.3250638700774,4854.9928206057666,4725.7755011445743,4421.9269858375264,3752.7284971760491,3190.6126891880594,2648.7744968170055,2182.700313094072,1764.1253155737052,1537.2272984019205,1081.5218194293543,747.92801802915096,292.65562908951142,138.68163893346625,118.56428573008029,50.19598424777044,47.181305740243346,39.143140946941287,0]
[92.5,3824.3869321213224,3666.9420301777145,3578.1299185742901,3562.9917086474275,3517.5774654871407,3494.3659669297072,3480.2373040253706,3498.4027382516956,3537.7615016908253,3600.3327421286867,3648.7757399020425,3696.2101312108252,3729.515493229489,3835.4890638145271,3998.9968549557047,4123.1461356376903,4185.7268707162775,4308.8723239112096,4542.0507268101555,4592.523838723745,4573.3439905845053,4294.7406979534107,3586.2036567142272,2844.5106650587786,2117.1346421175112,1617.8985526110023,1540.2523954607502,1355.7328051232605,974.67815528855704,606.87273932099311,378.23614868748763,240.31246534296974,68.287532720608553,49.191070759971105,45.171626266426578,37.13384546983891,0]
[95,3824.3869321213224,3707.311885371606,3621.5264740444818,3619.5080180360724,3567.0285583565583,3541.7983227576105,3525.651066121522,3539.7799116493329,3584.185220475289,3646.7572687739848,3698.2286294925589,3729.515493229489,3754.7470260501764,3835.4890638145271,3983.8569598259915,4099.9309421909229,4177.6518843370968,4271.5245562250248,4369.4369577197285,4271.5245562250248,4077.7252278514898,3512.5314744886432,2768.8378178029607,1948.6907614674124,1498.9099210598927,1199.4652577592099,1178.2950347724434,1064.3857762544767,799.31934335512847,587.73189545758112,308.76318618903616,148.74143843620294,55.220845530457993,49.191070759971105,43.162036139125405,35.124658653290489,0]
[97.5,3824.3869321213224,3705.2933821418915,3633.6372336742002,3627.5818488103864,3579.1391348473385,3550.8811869556557,3529.687873367523,3550.8811869556557,3588.2220940880884,3645.7480336284634,3679.0529403377723,3675.01596585265,3656.8496355629795,3718.4136727441432,3864.7584737422349,3962.6612032576509,4000.0061833360446,3986.8849342605981,3904.1211325047793,3581.1575682462135,3232.9951930738225,3001.916570367232,2514.5925267072198,1850.8587032496278,1354.7245673567784,1170.2302875026519,971.654442519893,720.72225930536899,437.65081969353872,288.62887634657591,215.15140531108909,144.71743439597881,51.200917835379968,45.171626266426578,39.143140946941287,37.13384546983891,0]
[100,3824.3869321213224,3672.9974802710899,3610.4249799228146,3611.4342052535821,3573.0838414761388,3535.7430928827375,3531.7062787204231,3545.835148420831,3569.0469849229462,3589.2313132004015,3587.2128752593285,3547.8535629744752,3508.4946869033406,3557.9456529369854,3683.0899192481888,3753.7377614775692,3704.2841309389364,3599.3235199023597,3406.5673525779057,3088.6951754474903,2927.248611288916,2668.9528326995928,2202.874764337957,1407.153912411736,926.29989574785589,599.82077828211254,489.01581600698364,381.25702016037638,291.64893568472075,211.12590005317529,148.74143843620294,61.251279440887508,47.181305740243346,43.162036139125405,39.143140946941287,39.143140946941287,0]
[102.5,3824.3869321213224,3604.3696338593627,3550.8811869556557,3560.9732855059683,3537.7615016908253,3496.3843520086962,3493.3567748269197,3491.3383914951987,3481.2464923353054,3456.0168724869995,3408.5856863623935,3347.0270464167361,3291.5243237624195,3326.8441309849927,3435.8333090220981,3440.8791888108822,3348.0361953860147,3286.4786678298474,3113.9219741570109,2795.0708403745029,2349.1449542526016,1724.7941245541988,1192.4084749600293,730.79834863924555,375.21530131745635,260.44322462984479,248.36457445281798,202.06879585668304,164.83851443258101,107.50116269711758,59.241065852707941,45.171626266426578,43.162036139125405,37.13384546983891,35.124658653290489,35.124658653290489,0]
[105,3824.3869321213224,3672.9974802710899,3627.5818488103864,3631.6187709319765,3622.5357024701702,3586.2036567142272,3571.0654126296881,3531.7062787204231,3468.1270671336761,3412.6223575124536,3368.2192384627729,3295.5608540724079,3241.0681141124887,3282.4421486551114,3383.3566000988421,3362.1643128205847,3253.177533320249,3177.4944087651411,2805.1605300607762,2098.9783507771226,1501.9349419116575,1102.6902468030191,578.66539608153823,277.55559808638526,225.21549466265694,189.99329120214583,151.75951300673236,150.7534814279953,129.62844161748095,70.298027302456234,53.210843750071625,40.147827669756929,39.143140946941287,41.152539512670401,37.13384546983891,33.11558670666593,0]
[107.5,3824.3869321213224,3672.9974802710899,3625.5633894322618,3621.5264740444818,3618.4987904535092,3586.2036567142272,3543.8167350149947,3467.1178826308915,3380.3291223492802,3322.8075625534552,3264.277873822874,3194.6490940148933,3151.2580104570297,3194.6490940148933,3230.9769659587987,3168.4125539995202,3016.0431511424208,2600.3471194878757,1910.3642019219667,1324.477785466137,923.27633700149374,692.5099642532108,364.13907033784858,248.36457445281798,204.08145125625859,143.71145073160676,122.58750062023773,118.56428573008029,83.367575300668861,51.200917835379968,41.152539512670401,40.147827669756929,41.152539512670401,39.143140946941287,37.13384546983891,37.13384546983891,0]
[110,3824.3869321213224,3672.9974802710899,3633.6372336742002,3623.5449311767566,3626.5726189810316,3585.1944384528538,3518.5866645549195,3403.5398541413247,3297.5791210799653,3226.9405155078039,3164.3761824468479,3102.8221574733529,3073.5591949142986,3092.7314494525613,3059.4323469255114,2890.9243432449957,2476.2561185264826,1790.3465975064146,1283.1416360737333,857.76838316697331,631.05150724510781,490.02302863061311,303.72948230075701,198.04354533856682,155.78370551195141,120.57587641098782,105.48980471856567,85.378465429273547,61.251279440887508,49.191070759971105,44.166819783667599,42.157275863478645,40.147827669756929,37.13384546983891,35.124658653290489,31.106636592896205,0]
[112.5,3824.3869321213224,3658.8681122623229,3618.4987904535092,3606.3880814188237,3608.4065301068449,3551.8903955225719,3452.9893304434045,3312.7161629196457,3192.6308909642153,3119.9764362898773,3061.4504640840692,3034.2059949378436,2996.8713790258439,2917.1584914230884,2742.6050435261163,2271.4692692998578,1682.4384599819907,1202.4896059554876,872.88517306050676,603.8504602244393,414.48814469174425,350.04253730445583,264.46956703503446,168.86303514077807,114.54120724389411,105.48980471856567,85.378465429273547,56.225874000831865,56.225874000831865,46.176455080303917,42.157275863478645,38.138479987815508,38.138479987815508,37.13384546983891,31.106636592896205,29.097816174642574,0]
[115,3824.3869321213224,3631.6187709319765,3596.2958549198647,3592.2589722379721,3589.2313132004015,3522.6234637169282,3384.3657599502199,3224.9222921734067,3104.8403030149302,3030.1697980183194,3009.9888941267654,3015.0341074627013,2881.8433472544161,2596.3115451502367,2192.7875155375646,1555.3779695551311,1120.8349365574829,844.66738037710456,620.97690605782327,418.51634508443101,302.72275148002575,304.73621645504568,224.20906517072982,132.64610597383572,103.4784850535453,86.383928307687412,62.256411089425562,52.205871129025049,50.19598424777044,44.166819783667599,40.147827669756929,37.13384546983891,36.12923810708449,37.13384546983891,29.097816174642574,29.097816174642574,0]
[117.5,3824.3869321213224,3679.0529403377723,3647.7665041985438,3645.7480336284634,3638.6833954289509,3553.9088135157299,3388.4024023609809,3213.8220864097789,3096.7677287200486,3046.3146178503071,3071.5410697946968,2993.8442682929112,2694.1759667401593,2185.7264689469625,1576.5540198432063,1094.6260356973835,768.08107141579546,616.94711115541907,439.66502418123878,307.75643880970762,264.46956703503446,233.2670906927834,161.82018819187493,116.55272914527278,88.394889005535376,66.277097278608665,55.220845530457993,46.176455080303917,48.186177781824156,44.166819783667599,40.147827669756929,35.124658653290489,34.120107905260866,34.120107905260866,29.097816174642574,27.089134400918912,0]
[120,3824.3869321213224,3629.6003093104964,3610.4249799228146,3610.4249799228146,3597.3050762978692,3487.3016283294669,3292.5334558765348,3128.0490707210665,3030.1697980183194,3032.1878958071657,3010.9979361185592,2782.9632607913691,2308.7936233718156,1603.7807872290784,1054.3058793187643,722.73746597640445,558.51813107578766,427.57993702648378,275.54232167620648,276.5489580510407,245.34500251247366,145.72342504642882,132.64610597383572,112.5297206338733,82.362148335243674,63.261558950597731,49.191070759971105,50.19598424777044,48.186177781824156,42.157275863478645,40.147827669756929,35.124658653290489,30.102209640499385,34.120107905260866,27.089134400918912,25.080601549217004,0]
[122.5,3824.3869321213224,3649.7849758844204,3629.6003093104964,3635.6556975365502,3613.4526567602729,3471.1546224018748,3255.1957742373597,3103.8312300802768,3038.2421972210832,3061.4504640840692,2919.1765126108508,2520.6456973927384,1821.6109346304568,1097.6501079302609,693.51752672087775,478.9438044658425,461.8218729131101,323.86478456311931,246.35152238988556,268.49597068019642,166.85076266433626,128.62256901424442,134.65792041235557,118.56428573008029,80.351331340225968,53.210843750071625,47.181305740243346,45.171626266426578,47.181305740243346,42.157275863478645,42.157275863478645,37.13384546983891,34.120107905260866,36.12923810708449,27.089134400918912,27.089134400918912,0]
[125,3824.3869321213224,3662.905068997638,3643.729564174781,3655.840397630664,3605.3788574979831,3416.659033432592,3191.621789916775,3069.5229459997654,3052.3689473492441,3013.016021115458,2702.2474195629393,2080.8222163334694,1273.0598486045944,723.74507141792458,421.53752081806556,332.92608346097444,420.53045982902728,335.94657151454635,241.3189644239616,188.98703310439885,145.72342504642882,118.56428573008029,130.63432201828778,121.58168435931715,84.37301438003783,50.19598424777044,40.147827669756929,43.162036139125405,47.181305740243346,40.147827669756929,40.147827669756929,33.11558670666593,34.120107905260866,34.120107905260866,29.097816174642574,27.089134400918912,0]
[127.5,3824.3869321213224,3653.821922601097,3639.6926286191406,3661.8958293969185,3588.2220940880884,3360.1460066929826,3150.2489225607173,3061.4504640840692,3071.5410697946968,2900.0053677325118,2416.7349789263635,1614.8733067748915,896.06475734774426,511.17496508518565,275.54232167620648,260.44322462984479,393.34074331293886,393.34074331293886,221.18980385521934,128.62256901424442,130.63432201828778,111.52399075900288,134.65792041235557,130.63432201828778,100.46157902783952,48.186177781824156,42.157275863478645,43.162036139125405,45.171626266426578,42.157275863478645,42.157275863478645,37.13384546983891,37.13384546983891,36.12923810708449,31.106636592896205,27.089134400918912,0]
[130,3824.3869321213224,3630.6095399811061,3620.5172458997545,3653.821922601097,3546.8443555542258,3283.4512779841384,3091.7223804576724,3044.2965106873748,3033.1969452048329,2714.3546439340457,2040.4758195537197,1195.4328053510533,646.16370952449347,390.31977730506173,231.25416527541577,239.30597047327453,305.7429539319009,360.11143289997989,212.13226923574965,101.46720444534975,88.394889005535376,107.50116269711758,131.64021015674211,127.61670426943685,60.246164270520133,44.166819783667599,38.138479987815508,37.13384546983891,43.162036139125405,42.157275863478645,35.124658653290489,37.13384546983891,35.124658653290489,32.111095952304076,27.089134400918912,27.089134400918912,0]
[132.5,3824.3869321213224,3635.6556975365502,3633.6372336742002,3659.8773510291899,3527.6694691676748,3237.0316510790094,3078.6045135029945,3077.5954491240141,2970.6365211522202,2498.4508094739776,1640.0838607409364,847.6906708095355,467.86483635338556,314.80373896081153,227.22836710560355,228.23481001690109,251.38418306924891,284.6021797270547,145.72342504642882,86.383928307687412,74.319187225450264,96.439178946735424,115.54696382165466,111.52399075900288,44.166819783667599,44.166819783667599,37.13384546983891,42.157275863478645,45.171626266426578,43.162036139125405,39.143140946941287,36.12923810708449,37.13384546983891,34.120107905260866,29.097816174642574,31.106636592896205,0]
[135,3824.3869321213224,3657.8588737735663,3663.9143088761448,3695.2008824828772,3517.5774654871407,3201.7128147175085,3087.6861077692765,3096.7677287200486,2864.6904328960863,2223.0494001639518,1248.8638853173522,591.76149571488634,325.87838489895006,252.3907273486665,227.22836710560355,226.22192864759808,205.08778640429045,245.34500251247366,87.389402877861457,79.345941616877255,67.282307497705418,84.37301438003783,104.48414005107793,59.241065852707941,47.181305740243346,43.162036139125405,37.13384546983891,42.157275863478645,44.166819783667599,43.162036139125405,41.152539512670401,34.120107905260866,35.124658653290489,34.120107905260866,29.097816174642574,27.089134400918912,0]
[137.5,3824.3869321213224,3645.7480336284634,3657.8588737735663,3687.1269025790689,3469.13625192982,3158.3216347639709,3099.7949416200131,3098.785870325059,2745.6318893490893,1916.4157132785863,954.52024858783284,419.52340124922512,228.23481001690109,214.14502188707684,210.11953566284186,203.07512106555058,175.90617563268231,173.89382052669683,76.329849463361882,63.261558950597731,63.261558950597731,71.303296239406109,83.367575300668861,42.157275863478645,47.181305740243346,43.162036139125405,39.143140946941287,44.166819783667599,42.157275863478645,39.143140946941287,41.152539512670401,36.12923810708449,35.124658653290489,38.138479987815508,31.106636592896205,29.097816174642574,0]
[140,3824.3869321213224,3639.6926286191406,3655.840397630664,3672.9974802710899,3423.723227753901,3119.9764362898773,3097.7767993583707,3042.2784048609351,2564.0271768618181,1599.7471627328159,715.68426728943632,304.73621645504568,192.00582334211265,188.98703310439885,184.96205452537305,161.82018819187493,156.78976997111801,131.64021015674211,72.308579335641099,62.256411089425562,56.225874000831865,54.215835334169334,50.19598424777044,44.166819783667599,47.181305740243346,43.162036139125405,41.152539512670401,42.157275863478645,46.176455080303917,39.143140946941287,41.152539512670401,42.157275863478645,35.124658653290489,36.12923810708449,29.097816174642574,27.089134400918912,0]
[142.5,3824.3869321213224,3632.6280021630378,3655.840397630664,3669.969753976713,3369.2283937941743,3101.8130851942665,3109.8856726003792,2971.6455498804635,2357.215303904326,1292.2153124748895,532.32777619799867,236.28651130948512,177.91855373764352,176.9123618266558,162.82629074089672,144.71743439597881,134.65792041235557,104.48414005107793,67.282307497705418,58.235984471133037,50.19598424777044,50.19598424777044,44.166819783667599,50.19598424777044,47.181305740243346,43.162036139125405,41.152539512670401,40.147827669756929,46.176455080303917,45.171626266426578,41.152539512670401,38.138479987815508,37.13384546983891,36.12923810708449,31.106636592896205,29.097816174642574,0]
[145,3824.3869321213224,3685.1084103613739,3732.5432681866682,3722.4506945491366,3371.2467053627852,3145.203487924849,3174.4671209583034,2940.3658190415163,2169.5870195729431,1060.3538059858045,405.42483738535867,207.1004714754566,173.89382052669683,193.0120973286374,226.22192864759808,148.74143843620294,108.50685582932681,87.389402877861457,69.292772726876819,58.235984471133037,52.205871129025049,49.191070759971105,42.157275863478645,50.19598424777044,47.181305740243346,44.166819783667599,40.147827669756929,42.157275863478645,48.186177781824156,41.152539512670401,41.152539512670401,42.157275863478645,37.13384546983891,38.138479987815508,31.106636592896205,29.097816174642574,0]
[147.5,3824.3869321213224,3693.1823858531711,3741.6266077720375,3714.3766553177006,3316.7527190931646,3143.1853163337523,3165.3852748530717,2839.4657454064568,1918.4328879759823,843.65961930001663,313.79697206375391,192.00582334211265,174.89999518835882,197.0372454153181,282.58885271036019,237.29299343863059,106.49547896400243,79.345941616877255,63.261558950597731,59.241065852707941,49.191070759971105,47.181305740243346,43.162036139125405,44.166819783667599,46.176455080303917,44.166819783667599,44.166819783667599,43.162036139125405,48.186177781824156,45.171626266426578,45.171626266426578,39.143140946941287,39.143140946941287,38.138479987815508,31.106636592896205,29.097816174642574,0]
[150,3824.3869321213224,3685.1084103613739,3747.6821797373254,3697.2193802140805,3271.3417465120747,3141.1671460371817,3142.1762310235972,2731.5066374215357,1699.5822926190442,687.47217392475886,247.35804637556123,182.94959793098093,168.86303514077807,196.03095062626178,298.69586175506231,322.85798908042426,156.78976997111801,76.329849463361882,61.251279440887508,57.230920419256371,47.181305740243346,51.200917835379968,43.162036139125405,45.171626266426578,44.166819783667599,48.186177781824156,44.166819783667599,47.181305740243346,50.19598424777044,47.181305740243346,47.181305740243346,41.152539512670401,39.143140946941287,38.138479987815508,35.124658653290489,31.106636592896205,0]
[152.5,3824.3869321213224,3630.6095399811061,3693.1823858531711,3630.6095399811061,3187.5853889153136,3103.8312300802768,3069.5229459997654,2583.1959718808394,1480.7599244572896,552.47409198138303,211.12590005317529,170.87533157355321,161.82018819187493,192.00582334211265,294.66902626557766,351.04941397916343,149.7474565561628,76.329849463361882,58.235984471133037,55.220845530457993,47.181305740243346,47.181305740243346,49.191070759971105,45.171626266426578,46.176455080303917,50.19598424777044,44.166819783667599,47.181305740243346,51.200917835379968,47.181305740243346,45.171626266426578,43.162036139125405,41.152539512670401,38.138479987815508,33.11558670666593,29.097816174642574,0]
[155,3824.3869321213224,3691.1638903255634,3755.7562908938025,3683.0899192481888,3218.8676297440725,3166.3943675806545,3091.7223804576724,2512.5748063784786,1330.5270871390355,462.82902802857438,199.04985036997184,165.84463549957897,153.77159610801158,185.96829104052892,265.47616224135629,374.20835758368617,159.80800188016397,72.308579335641099,60.246164270520133,55.220845530457993,48.186177781824156,46.176455080303917,45.171626266426578,45.171626266426578,48.186177781824156,48.186177781824156,42.157275863478645,45.171626266426578,55.220845530457993,47.181305740243346,45.171626266426578,43.162036139125405,42.157275863478645,38.138479987815508,31.106636592896205,29.097816174642574,0]
[157.5,3824.3869321213224,3678.043696301429,3746.6729170638746,3628.5910789202326,3174.4671209583034,3165.3852748530717,3048.3327263488532,2372.3472838256689,1117.8108010909987,371.18754265259679,195.02466099770112,159.80800188016397,147.73542711369169,168.86303514077807,192.00582334211265,290.64224575128782,145.72342504642882,73.313876394686872,58.235984471133037,52.205871129025049,48.186177781824156,48.186177781824156,45.171626266426578,47.181305740243346,50.19598424777044,48.186177781824156,45.171626266426578,45.171626266426578,55.220845530457993,53.210843750071625,48.186177781824156,43.162036139125405,40.147827669756929,34.120107905260866,31.106636592896205,31.106636592896205,0]
[160,3824.3869321213224,3715.3859092635662,3795.1178304170576,3648.7757399020425,3199.6946072123346,3207.7674448553116,3056.4051736815013,2293.6620552707468,1013.9872636925819,356.08384046433116,231.25416527541577,163.83239950048687,148.74143843620294,159.80800188016397,154.77764754354726,165.84463549957897,111.52399075900288,65.271902290436884,56.225874000831865,50.19598424777044,48.186177781824156,50.19598424777044,45.171626266426578,41.152539512670401,49.191070759971105,53.210843750071625,47.181305740243346,47.181305740243346,53.210843750071625,50.19598424777044,48.186177781824156,45.171626266426578,40.147827669756929,40.147827669756929,31.106636592896205,29.097816174642574,0]
[162.5,3824.3869321213224,3667.9512711666548,3738.5988254599183,3580.148351404674,3145.203487924849,3170.4307417026257,2991.8261961694775,2143.3606705495354,903.11953305778582,381.25702016037638,231.25416527541577,156.78976997111801,144.71743439597881,151.75951300673236,133.65200941145397,132.64610597383572,99.455963666700598,64.266722767294254,51.200917835379968,50.19598424777044,49.191070759971105,49.191070759971105,43.162036139125405,45.171626266426578,51.200917835379968,47.181305740243346,49.191070759971105,47.181305740243346,53.210843750071625,48.186177781824156,46.176455080303917,43.162036139125405,40.147827669756929,33.11558670666593,29.097816174642574,29.097816174642574,0]
[165,3824.3869321213224,3654.8311599766735,3719.4229277850909,3556.9364426525053,3139.1489770359726,3171.4398360355171,2976.6906986534937,2055.6056257882178,857.76838316697331,404.41781565261778,221.18980385521934,154.77764754354726,146.72942263482432,155.78370551195141,125.60499860335548,119.57007684445347,109.51255827368547,78.340564620239888,53.210843750071625,49.191070759971105,47.181305740243346,47.181305740243346,42.157275863478645,44.166819783667599,45.171626266426578,45.171626266426578,43.162036139125405,48.186177781824156,49.191070759971105,50.19598424777044,42.157275863478645,42.157275863478645,40.147827669756929,35.124658653290489,27.089134400918912,29.097816174642574,0]
[167.5,3824.3869321213224,3740.6173467292665,3803.1920429197025,3615.4711093933429,3199.6946072123346,3238.0407663662213,3007.9708111570758,1972.8973985606769,817.45825766036501,381.25702016037638,198.04354533856682,148.74143843620294,144.71743439597881,158.80191819600202,131.64021015674211,119.57007684445347,111.52399075900288,82.362148335243674,51.200917835379968,45.171626266426578,43.162036139125405,45.171626266426578,44.166819783667599,46.176455080303917,44.166819783667599,47.181305740243346,45.171626266426578,42.157275863478645,50.19598424777044,46.176455080303917,46.176455080303917,42.157275863478645,38.138479987815508,35.124658653290489,29.097816174642574,25.080601549217004,0]
[170,3824.3869321213224,3682.0806741059782,3748.6914426823082,3521.6142634929647,3139.1489770359726,3184.5580915147661,2910.0954282549064,1840.7732132658066,752.96623108109668,320.84440753413026,164.83851443258101,148.74143843620294,143.71145073160676,158.80191819600202,125.60499860335548,114.54120724389411,94.428041332223657,76.329849463361882,48.186177781824156,44.166819783667599,40.147827669756929,42.157275863478645,34.120107905260866,38.138479987815508,46.176455080303917,44.166819783667599,42.157275863478645,42.157275863478645,46.176455080303917,40.147827669756929,40.147827669756929,36.12923810708449,34.120107905260866,33.11558670666593,23.072229545451361,23.072229545451361,0]
[172.5,3824.3869321213224,3680.0621846506951,3740.6173467292665,3511.5222771576164,3139.1489770359726,3188.5944886872308,2888.9063416701338,1772.1933611192419,729.79073342857248,278.56224176899144,151.75951300673236,147.73542711369169,141.69950455700601,152.76555124800095,124.59915780868042,110.51826994484387,81.356733631351972,63.261558950597731,46.176455080303917,44.166819783667599,40.147827669756929,40.147827669756929,36.12923810708449,40.147827669756929,40.147827669756929,42.157275863478645,40.147827669756929,40.147827669756929,44.166819783667599,38.138479987815508,37.13384546983891,36.12923810708449,35.124658653290489,31.106636592896205,23.072229545451361,21.064032395764698,0]
[175,3824.3869321213224,3742.6358690867573,3795.1178304170576,3572.074626910488,3200.703710806009,3245.1045821680013,2916.1494813521317,1772.1933611192419,715.68426728943632,251.38418306924891,153.77159610801158,149.7474565561628,143.71145073160676,157.79584087948061,128.62256901424442,108.50685582932681,77.335200513321496,58.235984471133037,46.176455080303917,40.147827669756929,36.12923810708449,38.138479987815508,37.13384546983891,35.124658653290489,38.138479987815508,42.157275863478645,38.138479987815508,38.138479987815508,42.157275863478645,39.143140946941287,35.124658653290489,38.138479987815508,29.097816174642574,27.089134400918912,21.064032395764698,17.048232921663399,0]
[177.5,3824.3869321213224,3688.1361491019197,3738.5988254599183,3509.5038833648787,3153.2761872179631,3206.7583390389359,2857.627497947914,1721.768685176148,667.32138414895519,230.24770912114909,147.73542711369169,145.72342504642882,137.67569823504508,153.77159610801158,122.58750062023773,108.50685582932681,72.308579335641099,54.215835334169334,42.157275863478645,39.143140946941287,35.124658653290489,40.147827669756929,35.124658653290489,33.11558670666593,37.13384546983891,42.157275863478645,37.13384546983891,39.143140946941287,39.143140946941287,35.124658653290489,37.13384546983891,33.11558670666593,31.106636592896205,25.080601549217004,17.048232921663399,17.048232921663399,0]
[180,3824.3869321213224,3648.7757399020425,3703.2748800106847,3398.4940293933391,3132.0853957447089,3171.4398360355171,2709.3099605425277,1512.0183886409504,546.43011894300389,203.07512106555058,140.69354214646376,140.69354214646376,132.64610597383572,136.66976487929523,112.5297206338733,93.422488515161888,62.256411089425562,43.162036139125405,39.143140946941287,31.106636592896205,31.106636592896205,31.106636592896205,27.089134400918912,27.089134400918912,31.106636592896205,35.124658653290489,31.106636592896205,31.106636592896205,35.124658653290489,35.124658653290489,27.089134400918912,19.056026783849234,19.056026783849234,16.044422974417238,8.016652840637061,12.029855959070284,0]
[null,"I - HPS 150W Type IV Very Short"]
[null,"Generic"]
[null,"HPS"]
[null,"NA"]
[null,289]
[null,"TYPE IV, VERY SHORT, FULL CUTOFF"]
[]
[null,73]
[null,30]
[null,0,2.5,5,7.5,10,12.5,15,17.5,20,22.5,25,27.5,30,32.5,35,37.5,40,42.5,45,47.5,50,52.5,55,57.5,60,62.5,65,67.5,70,72.5,75,77.5,80,82.5,85,87.5,90,92.5,95,97.5,100,102.5,105,107.5,110,112.5,115,117.5,120,122.5,125,127.5,130,132.5,135,137.5,140,142.5,145,147.5,150,152.5,155,157.5,160,162.5,165,167.5,170,172.5,175,177.5,180]
[0,1776.2273976626655,2759.7572138738947,3935.4096827489734,4656.120748026543,5269.9243516662336,5490.0231106925658,6191.7713593290855,6322.0329408626185,5621.2788835867404,6300.8273829334303,6732.0207507879168,6885.5202262274925,9188.385971591526,7862.1367385545327,7927.7876695912382,9196.4673144994103,9206.5690031099894,9925.8369906764019,11115.974577455983,10288.521604673046,10027.872291217267,9829.8641492771221,10054.138972519655,9148.9895267134852,7020.8449702554753,6865.3227298529255,5964.5775133243988,7668.217204046623,10683.549171664308,10802.767543788714,6814.8292490024423,2413.708519126475,407.43888834111851,168.86303514077807,115.54696382165466,18.052101952375242,0,0,0,0,0,0,0,0,0,0,0,0,0,0,0,0,0,0,0,0,0,0,0,0,0,0,0,0,0,0,0,0,0,0,0,0,0]
[5,1776.2273976626655,2750.6766397934202,3921.2793388434898,4650.0638619459478,5267.9051389327296,5479.9266416819555,6197.8299772753317,6289.7197381710876,5632.3852828029985,6319.0035710881593,6692.6365774629667,6846.1351632772894,8791.3988692565435,7819.7164279372228,7775.2763491225205,9091.4104123334782,9152.0200164657363,9888.4579838392983,11115.974577455983,10188.504218413704,9903.6116182771166,9694.4935244245298,9741.9740523049768,9148.9895267134852,7245.0454066122957,6889.5597326103853,6002.9474316269279,7469.2527753174736,10382.478216159592,10678.497574973409,6577.5149418683268,2352.1713321312977,423.55165000090165,159.80800188016397,118.56428573008029,22.068108142325048,0,0,0,0,0,0,0,0,0,0,0,0,0,0,0,0,0,0,0,0,0,0,0,0,0,0,0,0,0,0,0,0,0,0,0,0,0]
[15,1776.2273976626655,2690.1402493831206,3874.8514251492402,4596.5617116977464,5211.3674974004725,5334.5395656292712,6383.6304398344901,5796.9644669714089,5740.4213920132934,6114.0196234186296,6562.3675073347131,6496.7290290150322,8012.6296766087535,7485.4121271520416,7234.946137151157,8526.7507025551404,9067.1666835553224,9541.951278649447,9970.2878845128071,9817.7413304481597,9608.6250754031644,9211.6198515683154,9173.2334727823745,8709.5792999610021,7397.5460739497503,6797.6615505150758,5489.0134629562126,6612.8590911638121,9459.1147859268804,9709.6468592007095,6702.7350614255038,2508.5393705784218,475.92224206476931,153.77159610801158,107.50116269711758,13.03338714150617,0,0,0,0,0,0,0,0,0,0,0,0,0,0,0,0,0,0,0,0,0,0,0,0,0,0,0,0,0,0,0,0,0,0,0,0,0]
[25,1776.2273976626655,2588.2404152839531,3780.9879998528395,4495.6159585795467,4835.8119053593864,5255.7898787792656,6490.6701258526227,5228.5306455387026,6132.1952658858272,5611.1821760484499,6115.0293799188594,5859.5663710019298,6742.1192938993854,7355.1283516963076,6813.8193831884901,7594.4886598364583,8054.0409827454405,8235.8492194433384,9078.2783845505328,9200.5079886141339,9298.494876818706,9682.3708736386325,9366.1771448652798,8471.1958234021531,6589.6329145899426,6151.3807246511005,5500.1195982526542,6448.2579622171943,9729.8513423132881,9788.4445800517988,6175.6150737754378,2147.3954727072332,314.80373896081153,159.80800188016397,99.455963666700598,7.0136346326260179,0,0,0,0,0,0,0,0,0,0,0,0,0,0,0,0,0,0,0,0,0,0,0,0,0,0,0,0,0,0,0,0,0,0,0,0,0]
[35,1776.2273976626655,2461.1234885333361,3622.5357024701702,4291.7124984294524,4636.9406358227207,5192.1852221967711,5996.8890071448277,5428.4349395254849,5975.6845696494829,5827.2556269716943,5401.1748238655546,5460.7434017878941,5429.4445760693852,6044.3468287510486,5889.8578552010867,6693.6464251745992,7093.5578524762404,7020.8449702554753,8261.1006825697732,9103.5323009528547,9386.3809018238753,9507.6043526612575,9276.2709556640257,8106.5629451417853,6071.6100011879089,5072.0452246443429,5674.7917352330951,7717.7066245115384,8999.4866173311457,9331.8308580053545,5322.4241531666521,1688.4892046054501,367.1598276496963,174.89999518835882,88.394889005535376,9.0197967621976929,0,0,0,0,0,0,0,0,0,0,0,0,0,0,0,0,0,0,0,0,0,0,0,0,0,0,0,0,0,0,0,0,0,0,0,0,0]
[45,1776.2273976626655,2341.0746322983518,3364.1826201585659,4027.2581455710433,4491.5781752192643,4987.2422282364787,5353.7223582209344,5289.1069111414554,5587.9598176423597,6055.4540323531301,5079.1122052790697,5002.3855154997564,5146.7538006478508,5687.9176062076813,5367.8570914508327,6075.6490001114753,6344.2483634743594,6974.3899110988677,6677.4888800681711,8011.6196474183107,9181.3148023715876,8019.6998845022727,7235.9560634638337,6588.6230826789542,4445.1439280322729,4264.4587989489064,5871.6829459542287,6413.9245099676291,6083.7270060040009,6160.4685944155617,3645.7480336284634,1958.7768239626887,675.38162812523888,170.87533157355321,48.186177781824156,7.0136346326260179,0,0,0,0,0,0,0,0,0,0,0,0,0,0,0,0,0,0,0,0,0,0,0,0,0,0,0,0,0,0,0,0,0,0,0,0,0]
[55,1776.2273976626655,2207.9184060557081,2938.3477832680401,3652.8126855040018,4131.2210161788089,4500.66319287431,5026.6148703200261,4423.9458455511349,5416.3193156411098,4769.1840554204136,5176.031782189576,4832.7833467341488,4638.9595912754312,4784.3266673979533,4811.5834895122953,5271.9435651726426,5641.4723529825505,6091.8050226118276,5625.3175716766973,6417.9637301334997,7208.6881025119874,6014.0545590376532,5061.9495550903921,4859.0309176825531,4427.9835677390938,3920.2700305088338,4515.8049296605432,4266.4775855495036,3706.3026336194725,2989.8081254059289,2618.5072812946296,2076.787541234376,1021.0429075797676,139.68758692140284,36.12923810708449,13.03338714150617,0,0,0,0,0,0,0,0,0,0,0,0,0,0,0,0,0,0,0,0,0,0,0,0,0,0,0,0,0,0,0,0,0,0,0,0,0]
[60,1776.2273976626655,2138.3171785243935,2687.1134653340314,3286.4786678298474,3806.2198770250698,4177.6518843370968,4630.8837747352263,4292.7218980336747,4415.8704122231757,4881.2405114566436,4460.2854773771796,4373.4746299218077,4225.0926516231884,4534.9845357137374,4501.6726404120145,4765.1460336653763,4842.878549518322,5157.8592223869982,4685.3958081947003,4801.4883521786051,5262.8571104823577,4891.3358147544677,4428.9929988609329,4291.7124984294524,4008.0808195329178,3511.5222771576164,3688.1361491019197,3940.4562464366991,3651.8034486854785,2775.9005303212916,2198.839859268573,1782.278469632608,1182.3274291099117,125.60499860335548,42.157275863478645,15.040675804218308,0,0,0,0,0,0,0,0,0,0,0,0,0,0,0,0,0,0,0,0,0,0,0,0,0,0,0,0,0,0,0,0,0,0,0,0,0]
[62.5,1776.2273976626655,2119.1520174484262,2606.400492722641,3220.8858492907584,3707.311885371606,4105.9870669814318,4490.5687299456558,4340.1639459411972,4333.0980760468683,4633.9122042903655,4412.8421285272507,4281.6185154407831,4199.858134309141,4549.1169288886786,4421.9269858375264,4571.3250638700774,4669.2440281901545,4877.2023959753578,4681.3578579713339,4529.9372630923535,4910.5169483305353,4694.4812089036886,4373.4746299218077,4273.5433461636621,4124.1554948419925,3660.886590074073,3464.0903308836155,3856.6841315721699,4153.4270188754326,2862.6724497053051,2168.5783079602379,1791.3551160479287,1101.6822171839497,127.61670426943685,44.166819783667599,17.048232921663399,0,0,0,0,0,0,0,0,0,0,0,0,0,0,0,0,0,0,0,0,0,0,0,0,0,0,0,0,0,0,0,0,0,0,0,0,0]
[65,1776.2273976626655,2095.9523174376363,2516.6102486533723,3040.2603003718768,3554.9180229417984,3923.297956291331,4253.3554897235626,4198.8487567610728,4335.1168948429367,4393.6630467226842,4296.7594988211767,4248.308540552458,4106.9964219811118,4452.2099779918444,4334.1074853274758,4330.069849614707,4382.5594059868718,4693.4717190679548,4263.4494060065954,4305.8441144458866,4465.3326719119923,4412.8421285272507,4011.1088122981701,4189.7643697436752,3884.9444028195244,3342.9904535801652,3323.8167042023138,3286.4786678298474,3724.4692070921024,2685.0956111932846,2079.813546825415,1839.7646672985848,938.39422900883744,121.58168435931715,53.210843750071625,13.03338714150617,0,0,0,0,0,0,0,0,0,0,0,0,0,0,0,0,0,0,0,0,0,0,0,0,0,0,0,0,0,0,0,0,0,0,0,0,0]
[67.5,1776.2273976626655,2067.7095509149171,2415.726158572143,2852.5825550881477,3355.1002466741425,3730.5247512758001,4094.8841783582679,3864.7584737422349,4353.2863062195684,4297.7688996104271,4168.5675432999715,4142.3240026618378,4079.7439241730881,4350.258065720579,4235.1865007572915,4233.1677290059943,4208.9425431404579,4454.2288514673883,4070.6597985912872,3985.8756091937116,3817.3219559835075,3929.3538148582097,3625.5633894322618,3823.3776490170894,3587.2128752593285,3409.5948537024033,3223.9131809793262,2916.1494813521317,3046.3146178503071,2828.3669537132837,1768.1593337492909,1809.5085464826784,764.05041802849428,119.57007684445347,59.241065852707941,17.048232921663399,0,0,0,0,0,0,0,0,0,0,0,0,0,0,0,0,0,0,0,0,0,0,0,0,0,0,0,0,0,0,0,0,0,0,0,0,0]
[70,1776.2273976626655,2046.5277286451053,2321.9077292215643,2683.0777585674373,3120.9855144537578,3496.3843520086962,3882.9258051876818,3656.8496355629795,4097.9122359127023,4260.4212286123402,4071.6691448788879,4085.8000191231272,4004.0434994010784,4209.9519231093873,4103.968357725772,4173.6143969928216,3964.6798418701683,4114.0619139143009,3769.8860271206495,3681.0714292401249,3522.6234637169282,3655.840397630664,3496.3843520086962,3465.0995145057836,3390.4207253682539,3223.9131809793262,3129.058151489452,2578.1515383186229,2270.4605114320148,2400.5939038614811,1610.8396544690274,1776.2273976626655,681.426874236142,119.57007684445347,67.282307497705418,18.052101952375242,0,0,0,0,0,0,0,0,0,0,0,0,0,0,0,0,0,0,0,0,0,0,0,0,0,0,0,0,0,0,0,0,0,0,0,0,0]
[72.5,1776.2273976626655,2025.346125392472,2245.241710770455,2516.6102486533723,2902.0233770351701,3232.9951930738225,3641.7110958381404,3491.3383914951987,3916.2327997668276,4063.5943815822534,4019.1834708315801,4087.8187194332641,3994.9595439799309,4120.1180595060941,4034.3234992366247,4155.4457522840712,3755.7562908938025,3817.3219559835075,3590.2405325962136,3559.9640743637965,3407.5765193208617,3540.7891170597914,3626.5726189810316,3202.7219189467382,3405.5581861335991,3203.7310234935962,2972.6545789509805,2627.5874094357528,2047.5363818999649,1952.7251802224259,1485.8015680026933,1761.0998079884325,711.6538991736503,117.55850313942643,73.313876394686872,22.068108142325048,0,0,0,0,0,0,0,0,0,0,0,0,0,0,0,0,0,0,0,0,0,0,0,0,0,0,0,0,0,0,0,0,0,0,0,0,0]
[75,1776.2273976626655,2007.1906415129854,2165.5521759353792,2365.2856811588849,2680.0509824716059,2921.1945351922759,3296.5699874218858,3227.9496276479276,3682.0806741059782,3824.3869321213224,3840.5354979299273,3884.9444028195244,3838.5169234883592,4002.0248408599523,3897.0560105955328,4091.8561230407518,3672.9974802710899,3659.8773510291899,3642.7203298667955,3373.2650181385156,3210.7947642068034,3319.7801394442827,3558.9548635074461,3125.0218303675238,3183.5489930199892,3363.1734663383204,2958.5282031531292,2291.6445203777212,1866.9956012970247,1843.7988544784041,1297.2562713408183,1582.6043722847851,631.05150724510781,119.57007684445347,82.362148335243674,15.040675804218308,0,0,0,0,0,0,0,0,0,0,0,0,0,0,0,0,0,0,0,0,0,0,0,0,0,0,0,0,0,0,0,0,0,0,0,0,0]
[77.5,1776.2273976626655,1982.9835851310775,2088.8915899626568,2204.892219642185,2443.973286941186,2665.9260725731801,2955.5011313807599,2885.8793419485855,3338.9538656128216,3537.7615016908253,3645.7480336284634,3694.1916340302992,3691.1638903255634,3904.1211325047793,3720.4321830996155,3906.139741111585,3703.2748800106847,3535.7430928827375,3622.5357024701702,3309.6887490137642,3218.8676297440725,3061.4504640840692,3281.4330196360124,3054.3870598493263,3098.785870325059,3256.2048951647485,2990.8171606176606,2186.7351884950017,1658.2356996661829,1453.5353471278422,1042.2101301603341,1452.5270391734393,546.43011894300389,110.51826994484387,73.313876394686872,17.048232921663399,0,0,0,0,0,0,0,0,0,0,0,0,0,0,0,0,0,0,0,0,0,0,0,0,0,0,0,0,0,0,0,0,0,0,0,0,0]
[80,1776.2273976626655,1972.8973985606769,2013.2424513172753,2095.9523174376363,2252.302946567509,2399.5850902622833,2639.6942957005026,2525.6900173918793,2847.5376211416979,3077.5954491240141,3184.5580915147661,3324.8258461572464,3396.4757015890978,3600.3327421286867,3489.3200093291557,3595.2866338247959,3445.9250759918305,3465.0995145057836,3262.2596272865171,3222.9040701007925,3048.3327263488532,3005.9527295399853,3091.7223804576724,2929.266639435391,2862.6724497053051,2966.6004096643287,2915.1404716299503,2107.0477943054639,1478.7432718374282,1510.0016939064622,1000.884055427933,1327.5024328602644,449.73618406200961,133.65200941145397,74.319187225450264,15.040675804218308,0,0,0,0,0,0,0,0,0,0,0,0,0,0,0,0,0,0,0,0,0,0,0,0,0,0,0,0,0,0,0,0,0,0,0,0,0]
[82.5,1776.2273976626655,1960.7940426962784,1940.6219490072456,1995.0870766444493,2072.7528739657969,2143.3606705495354,2318.8813905195775,2235.1542695622238,2412.6997000353836,2611.4449811484637,2724.4440387986579,2839.4657454064568,2919.1765126108508,3193.6399923302897,3117.9582809403232,3237.0316510790094,3138.1398930213886,3143.1853163337523,3078.6045135029945,3099.7949416200131,2990.8171606176606,2913.1224532323995,2980.7268238231582,2664.9171532937371,2683.0777585674373,2749.6676889645851,2476.2561185264826,2031.3979895549858,1482.7765798208968,1352.7080940732289,983.74934970527374,1185.3517338818122,373.20141655675388,139.68758692140284,67.282307497705418,13.03338714150617,0,0,0,0,0,0,0,0,0,0,0,0,0,0,0,0,0,0,0,0,0,0,0,0,0,0,0,0,0,0,0,0,0,0,0,0,0]
[85,1776.2273976626655,1943.6477497596934,1890.1926360499049,1902.2955499130685,1932.5531700624222,1970.8801674197155,2036.44122345151,1916.4157132785863,2052.5796556151499,2169.5870195729431,2279.5393483374469,2335.0219090664305,2406.6467943442826,2635.6586607693816,2508.5393705784218,2630.614125787446,2624.5606965670422,2601.3560140502759,2534.7698187394208,2526.6988826000875,2507.5305126413173,2460.1146498324629,2681.0599074576367,2478.2738095181139,3033.1969452048329,2648.7744968170055,2459.1058115448759,1746.9808413915596,1356.7410436388031,1256.929154821795,1097.6501079302609,1108.7384438202087,314.80373896081153,135.66383892015347,65.271902290436884,15.040675804218308,0,0,0,0,0,0,0,0,0,0,0,0,0,0,0,0,0,0,0,0,0,0,0,0,0,0,0,0,0,0,0,0,0,0,0,0,0]
[87.5,1776.2273976626655,1915.4071267251618,1837.7475770214191,1820.602399209437,1778.2444193679287,1785.3040133183388,1791.3551160479287,1631.0080164014964,1718.7432511089901,1769.1678397306264,1804.465908589119,1824.6365442391952,1868.0041620639367,2023.3288413501423,1932.5531700624222,2040.4758195537197,2077.7962092756316,2104.0217493580426,2080.8222163334694,2118.1433295430343,2056.6142835017777,2011.2251793605242,2093.9349643022947,2044.5104236255195,2492.3976923349378,2181.6915954075671,2360.2416921451395,1320.4449330105424,1230.7172196970171,1350.6916237926162,1051.2819289698355,947.465081258998,290.64224575128782,131.64021015674211,61.251279440887508,17.048232921663399,0,0,0,0,0,0,0,0,0,0,0,0,0,0,0,0,0,0,0,0,0,0,0,0,0,0,0,0,0,0,0,0,0,0,0,0,0]
[90,1776.2273976626655,1895.2355074461827,1813.5426669071608,1770.1763462862782,1725.8026055254718,1652.1850645275526,1651.1766274877552,1485.8015680026933,1566.4701506984791,1590.6715448037448,1587.6463503082571,1548.319349937213,1560.4198603120992,1646.1344515254048,1612.8564793622302,1635.0417187847181,1656.2188188320179,1709.6669808663319,1742.9468718328628,1682.4384599819907,1620.9238040982657,1570.5036905978784,1725.8026055254718,1657.2272589425841,1930.5359805793269,1987.0180741241566,1904.3127097157051,1126.8832319225462,1339.6010911273706,1486.809898764471,1257.937317151861,699.56293216247195,272.52243464871941,131.64021015674211,57.230920419256371,17.048232921663399,0,0,0,0,0,0,0,0,0,0,0,0,0,0,0,0,0,0,0,0,0,0,0,0,0,0,0,0,0,0,0,0,0,0,0,0,0]
[95,1776.2273976626655,1862.9613636751676,1786.3125290189562,1762.1083099403497,1786.3125290189562,1615.8817214250384,1517.0601372255874,1329.5188682821172,1369.8482122539233,1384.9720239602775,1346.6586922581143,1285.1580030837267,1269.0271559147989,1314.3956774101373,1236.7660787301068,1245.8394226502153,1178.2950347724434,1186.3598371864221,1190.3922589553699,1238.7823716493383,1132.9315597183911,1052.2899114552088,1458.5768973715776,1405.1373625798565,1685.4638295811908,1510.0016939064622,1249.872041166662,1083.5378424249502,986.77309978526648,1199.4652577592099,1073.4577650593887,418.51634508443101,274.53568897522905,117.55850313942643,53.210843750071625,18.052101952375242,0,0,0,0,0,0,0,0,0,0,0,0,0,0,0,0,0,0,0,0,0,0,0,0,0,0,0,0,0,0,0,0,0,0,0,0,0]
[105,1776.2273976626655,1822.6194706092954,1729.8365352943624,1648.1513200615109,1542.2691301314956,1491.8515628113962,1462.6101501037324,1250.8801978283477,1298.2644654647133,1277.0925540561173,1223.660255039309,1190.3922589553699,1149.0605910828374,1209.546447931808,1191.4003665316188,1125.875180438205,1050.2739474499635,959.55968574044186,939.40209717084554,914.20572024248941,900.09605098701365,838.62083198201321,854.74505697644986,970.64654035114972,1096.6420829267092,866.83842546287576,796.29623070059233,629.03657407058643,487.00139698135308,549.45209715999101,968.63073915137215,632.0589762438625,473.90787777004903,208.10682135074404,63.261558950597731,20.060004479273225,0,0,0,0,0,0,0,0,0,0,0,0,0,0,0,0,0,0,0,0,0,0,0,0,0,0,0,0,0,0,0,0,0,0,0,0,0]
[115,1776.2273976626655,1774.2103782455711,1747.9893352360714,1570.5036905978784,1473.7016523162054,1414.2118595312106,1400.0960006578398,1247.85573028107,1323.4695712007247,1394.0463902945748,1492.8598976651629,1484.7932379245299,1696.5568977856435,1449.5021195076226,965.60704521228104,978.70978688561252,953.51236434235159,798.31163786566447,802.34246743205267,755.98917509219189,759.01213117901898,705.60838979549055,775.13476562306744,669.33643607066585,892.03348182666912,682.43442047637177,565.56959255578886,547.4374431647625,606.87273932099311,374.20835758368617,290.64224575128782,317.82405891022592,385.28488595522572,257.42350858200774,63.261558950597731,24.076394620737908,0,0,0,0,0,0,0,0,0,0,0,0,0,0,0,0,0,0,0,0,0,0,0,0,0,0,0,0,0,0,0,0,0,0,0,0,0]
[125,1776.2273976626655,1795.3891958830063,1733.8704744608951,1522.1019025491566,1417.236704793469,1368.8399640508226,1421.2698418401155,1282.1334537554555,1538.235663427984,1841.7817597850521,2340.0658440062871,1990.0439462403338,1271.0435006619564,1003.9078575905033,743.89747198798739,747.92801802915096,850.71397201382797,833.58207490892198,782.18852395600732,761.02744192192483,677.39670417975822,644.14872863759194,629.03657407058643,593.77630613486906,591.76149571488634,565.56959255578886,530.31318604523244,449.73618406200961,459.80756926967933,557.51078666996455,359.10453055246012,275.54232167620648,188.98703310439885,102.47283981975923,52.205871129025049,29.097816174642574,0,0,0,0,0,0,0,0,0,0,0,0,0,0,0,0,0,0,0,0,0,0,0,0,0,0,0,0,0,0,0,0,0,0,0,0,0]
[135,1776.2273976626655,1829.6792380542477,1624.9574815204433,1461.6018358778508,1383.9637646935635,1432.3610275750814,1489.834895146864,1598.7387581952937,1950.7079698029713,2020.3029190546104,1095.6340588487997,890.01785088596125,727.7755071785848,774.1270910823755,784.20389517686067,866.83842546287576,874.90076490654008,779.16547685559692,701.57807892996118,692.5099642532108,686.46462027603934,695.5326560411628,699.56293216247195,652.2086897707303,606.87273932099311,541.39352572941186,476.92942740841636,402.40377970846191,389.31279381754297,371.18754265259679,340.98077844143347,401.3967655095604,294.66902626557766,157.79584087948061,55.220845530457993,33.11558670666593,0,0,0,0,0,0,0,0,0,0,0,0,0,0,0,0,0,0,0,0,0,0,0,0,0,0,0,0,0,0,0,0,0,0,0,0,0]
[145,1776.2273976626655,1820.602399209437,1554.3695933613292,1452.5270391734393,1365.8152238951263,1545.2942370762919,1686.4722873203068,1710.6754529653192,1434.3776160370014,933.35490444308982,778.15779709038316,716.69186286625541,742.8898388818767,968.63073915137215,919.24494073234825,868.85400332791016,798.31163786566447,745.91274228889881,772.11174593380383,828.54334826320076,844.66738037710456,836.60532551321876,824.51238897835572,722.73746597640445,630.04403985316117,523.26218091041574,487.00139698135308,485.99419058790693,567.58431201598387,482.97258393675241,396.36173249989935,310.77669077501207,144.71743439597881,164.83851443258101,55.220845530457993,35.124658653290489,0,0,0,0,0,0,0,0,0,0,0,0,0,0,0,0,0,0,0,0,0,0,0,0,0,0,0,0,0,0,0,0,0,0,0,0,0]
[155,1776.2273976626655,1789.3380795324433,1579.579193170011,1406.1456371346665,1421.2698418401155,1586.6379534222458,1921.45865399429,1235.7579335016051,849.7062037512211,797.30393364695135,724.7526782608445,776.14244147242925,963.59125450600254,962.58336073208568,846.682906133291,817.45825766036501,786.21927157197922,842.65185942550795,923.27633700149374,992.82062768624883,1003.9078575905033,986.77309978526648,932.34704278695699,749.94329919411564,583.70232280039875,503.11697942016013,520.24035054929641,517.21853772302381,507.14595626443844,512.18222225713123,407.43888834111851,254.40382792207021,84.37301438003783,67.282307497705418,57.230920419256371,42.157275863478645,0,0,0,0,0,0,0,0,0,0,0,0,0,0,0,0,0,0,0,0,0,0,0,0,0,0,0,0,0,0,0,0,0,0,0,0,0]
[165,1776.2273976626655,1785.3040133183388,1544.2858674367747,1387.9968061579712,1532.1854831921119,1658.2356996661829,1837.7475770214191,841.64410075501223,828.54334826320076,734.82882334190344,735.83644547306255,834.58982389522112,925.29204173531855,892.03348182666912,820.48144938076518,799.31934335512847,848.69843668265162,914.20572024248941,993.82855258696566,1056.3218510332676,1064.3857762544767,1042.2101301603341,934.36276718645331,724.7526782608445,533.33507413241443,547.4374431647625,573.62851316240085,580.68016153438612,583.70232280039875,575.64326104967381,476.92942740841636,249.37110660510621,76.329849463361882,67.282307497705418,59.241065852707941,40.147827669756929,0,0,0,0,0,0,0,0,0,0,0,0,0,0,0,0,0,0,0,0,0,0,0,0,0,0,0,0,0,0,0,0,0,0,0,0,0]
[175,1776.2273976626655,1784.2954981868616,1511.0100409375907,1381.9472483621071,1536.2189340366481,1713.7008728243975,1594.7051464033593,807.3810328268321,780.17315792272359,736.84406898263978,750.95094180631554,951.49659904538589,903.11953305778582,883.9709854667052,813.42735274831409,823.50465222952312,874.90076490654008,941.4178367344432,1009.955489184565,1058.3378265913834,1051.2819289698355,1006.9316688518034,902.1117045756348,681.426874236142,550.45942692668427,573.62851316240085,604.85788491463472,606.87273932099311,606.87273932099311,596.79853456367937,503.11697942016013,238.29947983255269,76.329849463361882,67.282307497705418,59.241065852707941,44.166819783667599,0,0,0,0,0,0,0,0,0,0,0,0,0,0,0,0,0,0,0,0,0,0,0,0,0,0,0,0,0,0,0,0,0,0,0,0,0]
[180,1776.2273976626655,1784.2954981868616,1505.9683125132324,1385.9802839602717,1528.152042954941,1695.5484340384025,1559.4114808570475,807.3810328268321,774.1270910823755,736.84406898263978,754.98152574436392,964.5991493330996,892.03348182666912,885.98660269562492,809.39646779127065,821.48918242921968,874.90076490654008,937.38636192823219,1005.92373075542,1048.2579873104198,1038.1782448589063,982.74143507382496,875.9085625698043,675.38162812523888,558.51813107578766,573.62851316240085,606.87273932099311,610.90246816001093,612.91734254867754,592.76890006969472,499.08803480791187,234.2735599181982,80.351331340225968,70.298027302456234,61.251279440887508,44.166819783667599,0,0,0,0,0,0,0,0,0,0,0,0,0,0,0,0,0,0,0,0,0,0,0,0,0,0,0,0,0,0,0,0,0,0,0,0,0]
[null,"J - HPS 250W Type III"]
[null,"Generic"]
[null,"HPS"]
[null,"NA"]
[null,250]
[]
[]
[null,51]
[null,24]
[null,0,2.5,5,7.5,10,12.5,15,17.5,20,22.5,25,27.5,30,32.5,35,37.5,40,42.5,45,47.5,50,52.5,55,57.5,60,62.5,65,67.5,70,72.5,75,77.5,80,82.5,85,87.5,90,92.5,95,97.5,100,102.5,105,107.5,110,112.5,115,117.5,120,122.5,180]
[0,4510.7576784211233,4505.7104328236119,4565.2682890729775,4671.2629976422304,4808.5549460884276,4988.2517792931367,5176.031782189576,5373.9148456518342,5658.6368587542893,6085.7465091519471,6724.9517796129239,7303.6214462119151,7680.337032696053,7873.2468577415348,7827.7964694164357,7717.7066245115384,7427.8445958345928,7078.4092736880539,6715.8631132965165,6283.6610311036575,5640.4626777956291,4744.9559762245781,3885.9537020284097,2971.6455498804635,2297.6971303738765,1788.3295621263294,1374.889464378952,1164.1817634666452,1012.9793185616809,898.08040190768418,819.47371756879136,718.70705826340179,632.0589762438625,540.38621268984684,466.85767033780468,402.40377970846191,352.05629353891283,315.81050907438771,279.56888908570443,247.35804637556123,224.20906517072982,197.0372454153181,182.94959793098093,173.89382052669683,155.78370551195141,141.69950455700601,118.56428573008029,105.48980471856567,91.411415436090294,0,0]
[4.9000000000000004,4510.7576784211233,4532.9656259914182,4593.5333066348594,4701.5476438233272,4829.7547900049231,5008.44284323579,5208.338712409055,5420.3578539306636,5709.1210001356358,6150.3709621715225,6734.0404582002575,7246.0553343322454,7566.2094075770847,7651.0474795585133,7577.3191012509369,7508.6412564501452,7354.1184089013796,7137.9938697729103,6851.1845176999932,6501.7781192960301,5865.6246553525571,4981.1849261852039,4069.6504525537175,3104.8403030149302,2364.2768824957539,1828.6706981792865,1430.3444419494335,1209.546447931808,1058.3378265913834,946.45720448724194,856.76060658544282,752.96623108109668,655.23120091604528,563.55488026541718,488.0086054558073,423.55165000090165,368.16675228114894,322.85798908042426,283.5955144338393,254.40382792207021,224.20906517072982,197.0372454153181,182.94959793098093,173.89382052669683,159.80800188016397,146.72942263482432,127.61670426943685,114.54120724389411,98.450358463414005,0,0]
[14.9,4510.7576784211233,4568.2966754687504,4622.8079722643915,4716.6900400735003,4840.85950727825,5011.4715098488223,5222.4730574064979,5451.6566274263296,5739.4116992864419,6114.0196234186296,6559.3380246168681,6892.5893639503784,7055.1815158065838,7034.9835275649557,6968.3305783022861,7020.8449702554753,6988.5283747350104,6853.204260510186,6667.3904342044798,6485.6210441998528,6042.3273393766476,5204.30033515777,4305.8441144458866,3387.3932413076805,2586.2226367430271,1990.0439462403338,1606.806012253599,1381.9472483621071,1232.7335027485854,1072.4497625090453,936.37849593019109,840.63634328996886,723.74507141792458,622.99181331659202,544.41547606823053,471.89352202889989,400.38975383450293,338.96708669873658,294.66902626557766,265.47616224135629,235.28003346324601,206.09412648536997,184.96205452537305,173.89382052669683,164.83851443258101,150.7534814279953,134.65792041235557,116.55272914527278,107.50116269711758,0,0]
[24.9,4510.7576784211233,4565.2682890729775,4611.7037668846942,4685.3958081947003,4811.5834895122953,4995.3186424026953,5206.3195233922515,5447.6180658986523,5759.6055874977428,6146.3319139096393,6614.8787625474843,7083.4587963556232,7448.0436790479316,7680.337032696053,7834.8665125459747,7937.8878611468117,7933.8477829830308,7618.7281026594037,7207.678180008752,6957.221815182701,6732.0207507879168,6207.9276869976147,5491.032758614404,4673.2819679660579,3525.651066121522,2668.9528326995928,2262.3904646246178,2155.4650997291069,2033.4152816143667,1801.4403326077718,1395.054656870223,973.67024998967611,746.92037948002371,636.08886825596176,551.46675853493446,466.85767033780468,396.36173249989935,346.01505962239901,310.77669077501207,283.5955144338393,254.40382792207021,224.20906517072982,199.04985036997184,180.93716345181977,168.86303514077807,152.76555124800095,137.67569823504508,118.56428573008029,105.48980471856567,0,0]
[34.9,4510.7576784211233,4563.2493659239799,4606.6564096290031,4660.1586764537933,4802.4978649585346,5006.4237331768309,5247.7130541725755,5537.4767629527105,5808.0712073218365,6081.7075035257594,6375.5520453599293,6676.4790347948719,6984.4888107777733,7350.0786391074062,7750.0264172940033,8137.8742769133878,8383.3188496387502,8231.8089925145396,7717.7066245115384,7213.7377171479702,6915.8165817109029,6605.7902461749436,5838.3624250948014,4685.3958081947003,3716.3951634833093,3254.1866536225034,3250.1501742901582,3259.2322598210385,2978.7087605553952,2276.5130653482238,1502.9432835487548,1085.5538691678053,829.55109114932395,666.3138604664249,563.55488026541718,482.97258393675241,405.42483738535867,346.01505962239901,304.73621645504568,267.48936407825727,238.29947983255269,210.11953566284186,187.9807803590999,168.86303514077807,155.78370551195141,139.68758692140284,125.60499860335548,107.50116269711758,93.422488515161888,0,0]
[44.9,4510.7576784211233,4561.2304436673267,4588.4859692963882,4650.0638619459478,4786.3456859491471,5011.4715098488223,5307.2799263388624,5546.5636789866312,5778.7898468177427,5980.7332384356414,6191.7713593290855,6536.1120369321161,7065.280531600125,7550.0498822399131,7977.2787307370609,7999.4993070598684,7825.7764582651653,7673.2671303266607,7448.0436790479316,7209.6980251565574,7069.3201419565748,7524.8006930997271,7754.0664008708081,6881.4807222120744,5645.5110555351785,4761.1080153287685,4324.0134030988775,3900.0839184197189,3302.6247939961249,2579.1604242428725,1939.6133498034187,1450.5104253628438,1092.6099921774353,863.81506744737169,671.35149405270056,515.20400563086378,409.45294924287418,335.94657151454635,294.66902626557766,260.44322462984479,233.2670906927834,201.06247565441669,171.8814886853159,152.76555124800095,139.68758692140284,127.61670426943685,114.54120724389411,98.450358463414005,86.383928307687412,0,0]
[54.9,4510.7576784211233,4565.2682890729775,4581.4197063420515,4657.1302298055043,4804.5168911543342,5054.8825983686056,5298.1934109561716,5496.0810010048535,5716.1888156082759,5934.2856466617368,6306.8861065056717,6865.3227298529255,7434.9142687249805,7853.0466527028266,8069.1915138045424,8135.8541873557724,7974.2486569345565,7448.0436790479316,7011.7559127158011,6943.0834150257815,6979.439359113584,6703.7449106581089,6481.5817817047846,6525.0039849935774,6532.0727431343639,6272.5534166413663,6177.6346071627413,6125.126954078055,5686.9079227498141,4815.6215503728808,3550.8811869556557,2458.0969736707507,1806.4829620594148,1290.1989344248907,849.7062037512211,585.71710566715115,446.71481220853684,361.11833806008326,304.73621645504568,260.44322462984479,229.24125736189183,199.04985036997184,171.8814886853159,148.74143843620294,130.63432201828778,109.51255827368547,93.422488515161888,80.351331340225968,66.277097278608665,0,0]
[59.9,4510.7576784211233,4561.2304436673267,4574.3534542756279,4650.0638619459478,4802.4978649585346,5045.7965256597345,5252.7610680976495,5417.328949931567,5613.2015161051595,5874.712093597178,6304.8665313352549,6943.0834150257815,7554.089760337838,8119.6934889440972,8379.2785510600334,8305.5434448094456,7838.9065400533646,7007.7163353641718,6304.8665313352549,6283.6610311036575,6219.0351866427764,6033.23964553936,6256.3969216014984,6665.3707468645744,6766.3558589761014,7037.0033237849284,7397.5460739497503,7402.5958190017973,6957.221815182701,6054.4442857295307,4545.079097785766,3500.4211256580302,2623.5517930521637,1657.2272589425841,966.61494214244817,613.92478222574721,452.75757619336599,361.11833806008326,304.73621645504568,263.46297565607262,226.22192864759808,199.04985036997184,171.8814886853159,148.74143843620294,125.60499860335548,107.50116269711758,91.411415436090294,75.324511642000047,61.251279440887508,0,0]
[64.900000000000006,4510.7576784211233,4563.2493659239799,4568.2966754687504,4655.1112664662178,4811.5834895122953,5033.6817874787266,5199.2523679962515,5316.3664572629268,5507.1871505634608,5789.8965523599109,6294.7686651812783,6973.3800219341192,7730.8365240540679,8291.4025400842347,8424.7320220610236,8183.3264241643656,7487.4320485832714,6527.0236293963999,6049.3955551356039,5987.8013818882409,5962.5580507568438,6139.2635858328067,6490.6701258526227,6685.5676477450997,6883.5004739237575,7397.5460739497503,7937.8878611468117,8096.4625412884388,8193.426935630172,7370.2775102342484,6294.7686651812783,5112.4281032123354,3495.375159323662,1884.1412081189699,1035.15434114499,657.24621608837697,477.93661487693021,382.26398264116619,317.82405891022592,267.48936407825727,231.25416527541577,203.07512106555058,175.90617563268231,150.7534814279953,130.63432201828778,109.51255827368547,89.400386559498514,75.324511642000047,57.230920419256371,0,0]
[69.900000000000006,4510.7576784211233,4561.2304436673267,4563.2493659239799,4648.0449016700122,4806.5359181977456,5008.44284323579,5103.3419276609829,5197.233182502302,5362.8089681666543,5676.8110980260308,6222.0645081689363,6899.6585089162381,7620.7480597089752,8112.6231934894067,8188.3766783414239,7845.9765931958345,7034.9835275649557,6265.4849449396188,6033.23964553936,5982.7527071424392,6159.4588304466606,6426.0421780824454,6620.9377803939742,6818.8687137530478,7207.678180008752,7631.8578330387318,8040.9105455224244,8521.7002440181568,9156.0606710281063,8979.283710861233,8165.1455349212947,6366.4638637997386,3770.8952960208239,1918.4328879759823,1051.2819289698355,684.44951741281852,508.15320548172508,398.375738081294,326.88518973280463,274.53568897522905,235.28003346324601,206.09412648536997,175.90617563268231,150.7534814279953,130.63432201828778,111.52399075900288,93.422488515161888,73.313876394686872,61.251279440887508,0,0]
[74.900000000000006,4510.7576784211233,4558.2020619563446,4554.1642228019282,4640.9785476059524,4793.4122575762603,4955.9462469464161,4990.2708820187736,5056.9017278540005,5204.30033515777,5521.322282356391,6038.2883626509147,6605.7902461749436,7234.946137151157,7655.0874112724214,7750.0264172940033,7402.5958190017973,6642.144386445133,6304.8665313352549,6088.7757651290995,6180.6639084802682,6550.2495848526551,6809.7799214280849,6867.3424768220184,7016.8053876746171,7328.8698841085934,7746.9964309920097,8094.4424620277832,8811.6013494256167,9498.5125400419092,9482.3493390790718,8570.1847691518105,6168.5467121169622,3433.8149591788101,1698.573827076319,959.55968574044186,643.1412405542178,482.97258393675241,386.29185899410305,317.82405891022592,267.48936407825727,231.25416527541577,199.04985036997184,173.89382052669683,150.7534814279953,130.63432201828778,111.52399075900288,96.439178946735424,77.335200513321496,61.251279440887508,0,0]
[79.900000000000006,4510.7576784211233,4556.1831419322725,4552.1453045656872,4631.8932510338445,4768.1745496613403,4891.3358147544677,4873.1642838341195,4896.3834742117115,5027.6244293067712,5305.2606993542422,5700.0338216592754,6166.527181700294,6697.6858175428843,7042.0528168682595,7092.5479462174708,6874.4115958859957,6402.816667619265,6306.8861065056717,6143.3026294532474,6483.601412638076,6941.0636459213101,6979.439359113584,6948.1328403545604,7058.2112190292173,7184.4500014915257,7514.7010411264118,7871.2268349055739,8406.5506041878689,8604.5281403389763,8418.6715450771153,7494.5017778786132,5190.1660394470728,2778.9274126129517,1398.0794609630132,815.44280271612445,563.55488026541718,434.62953033917995,352.05629353891283,299.70257913018418,256.41694440954058,222.19621974660973,192.00582334211265,168.86303514077807,148.74143843620294,130.63432201828778,111.52399075900288,98.450358463414005,80.351331340225968,61.251279440887508,0,0]
[84.9,4510.7576784211233,4554.1642228019282,4540.0318139469446,4615.7416566629645,4723.7565082862593,4804.5168911543342,4732.841982932212,4730.8229870595196,4822.688165016757,5022.5766363990533,5267.9051389327296,5615.2208568876113,5996.8890071448277,6258.4164812042727,6228.1231556407438,6166.527181700294,6092.8147754405236,6033.23964553936,6060.5027679936966,6591.6525788756844,6912.7869401865037,6706.7744592676409,6656.2821614035183,6647.1935883397173,6568.4264769612073,6676.4790347948719,6903.6980235744013,7067.3003364900133,6894.6091189161525,6719.9025190322609,5901.9744925031364,3920.2700305088338,2111.0825276544465,1106.7223744766704,687.47217392475886,490.02302863061311,389.31279381754297,324.871583172518,281.58219456930817,247.35804637556123,219.17698581717505,192.00582334211265,168.86303514077807,148.74143843620294,130.63432201828778,114.54120724389411,96.439178946735424,80.351331340225968,61.251279440887508,0,0]
[89.9,4510.7576784211233,4552.1453045656872,4538.0129019806491,4595.552243121916,4682.3673452010944,4703.5666271784612,4597.5711804950533,4554.1642228019282,4597.5711804950533,4714.6710510974581,4860.0404424756944,5040.7487145489649,5309.2991540909416,5451.6566274263296,5431.4638497198239,5470.8398354604096,5595.0274817522204,5534.4477942505519,5801.0032791867443,6274.5729814466868,6345.2581572598019,6056.4637791449468,6035.2591318777122,5881.780110830693,5575.8438428082345,5486.9941680401444,5463.7723299330928,5186.1276763022852,4878.2119245326594,4758.0795038213982,4042.3982042751654,2607.4093896281333,1466.6434139468058,851.72174146906048,576.65063763657156,434.62953033917995,355.07694944629657,304.73621645504568,269.50258105221343,240.31246534296974,215.15140531108909,192.00582334211265,171.8814886853159,150.7534814279953,130.63432201828778,114.54120724389411,98.450358463414005,75.324511642000047,59.241065852707941,0,0]
[94.9,4510.7576784211233,4543.0601835779689,4519.8427347100214,4563.2493659239799,4615.7416566629645,4595.552243121916,4453.219414615317,4361.3616245011362,4356.3145488229711,4393.6630467226842,4476.4365199406884,4507.7293303851866,4653.0923040017069,4741.9274750018594,4797.450303179704,4912.5360193819606,5089.207908936738,5036.7104692959783,5328.4818559580326,5608.1531673246654,5516.2740168469491,5289.1069111414554,5238.6266413352523,4875.1833394870619,4400.729014518427,4193.801872657963,3963.6705224355283,3468.1270671336761,3102.8221574733529,2944.4018947384297,2522.6634241833708,1758.0743055956771,1076.4817783804408,705.60838979549055,517.21853772302381,405.42483738535867,340.98077844143347,301.71602400391555,269.50258105221343,247.35804637556123,224.20906517072982,199.04985036997184,175.90617563268231,155.78370551195141,132.64610597383572,114.54120724389411,96.439178946735424,75.324511642000047,57.230920419256371,0,0]
[104.9,4510.7576784211233,4530.9467171673805,4476.4365199406884,4473.4081950193413,4462.3043545067949,4370.446375420941,4172.6050257662846,3981.83831148011,3889.9909014820973,3837.5076366652074,3798.1456580964609,3706.3026336194725,3665.9327894662629,3679.0529403377723,3766.8582220400067,3880.9072086041811,3925.3165747767525,3814.2941130646404,3768.876758490404,3823.3776490170894,3750.7099693865639,3513.5406721093418,3309.6887490137642,2895.9693533367449,2443.973286941186,2219.0144583128704,1985.0008286036355,1686.4722873203068,1421.2698418401155,1294.2316936681152,1196.4409171809359,996.85233341219282,737.85169386875282,549.45209715999101,439.66502418123878,382.26398264116619,342.99448206442173,317.82405891022592,294.66902626557766,267.48936407825727,235.28003346324601,206.09412648536997,177.91855373764352,150.7534814279953,127.61670426943685,105.48980471856567,86.383928307687412,66.277097278608665,43.162036139125405,0,0]
[114.9,4510.7576784211233,4523.8805433630787,4430.0024302126021,4370.446375420941,4292.7218980336747,4163.520695711195,3938.4376201863383,3686.1176563321983,3529.687873367523,3426.7507440651152,3346.0178977514202,3226.9405155078039,3091.7223804576724,2990.8171606176606,2965.591382649206,2994.8533048643008,2985.7719879621604,2836.4387979121648,2629.60521995013,2611.4449811484637,2600.3471194878757,2420.7702645484264,2222.0406640147612,1971.8887827325018,1696.5568977856435,1473.7016523162054,1294.2316936681152,1110.7545168260053,918.23709442176153,790.25003983212787,707.62355386056902,641.12626911992743,556.50344408245246,457.79327444158969,382.26398264116619,335.94657151454635,308.76318618903616,281.58219456930817,260.44322462984479,238.29947983255269,215.15140531108909,189.99329120214583,164.83851443258101,139.68758692140284,114.54120724389411,91.411415436090294,71.303296239406109,48.186177781824156,30.102209640499385,0,0]
[124.9,4510.7576784211233,4507.7293303851866,4374.48404855432,4257.3930533682742,4122.1367766802296,3959.6332472652089,3743.6451306733875,3516.5682667086048,3302.6247939961249,3153.2761872179631,3001.916570367232,2870.744390985134,2742.6050435261163,2632.6319386215937,2547.8851446854642,2497.4419555991135,2432.8761616893189,2352.1713321312977,2161.5173398079901,1959.7854330702003,1865.9870410743999,1718.7432511089901,1540.2523954607502,1349.6833897798092,1159.1413507444108,1028.0986001751089,918.23709442176153,813.42735274831409,709.63872365870475,608.88760041014177,526.28402870531886,464.84334482317331,416.5022400230921,373.20141655675388,333.93290978257897,301.71602400391555,281.58219456930817,256.41694440954058,238.29947983255269,215.15140531108909,189.99329120214583,162.82629074089672,137.67569823504508,116.55272914527278,86.383928307687412,68.287532720608553,46.176455080303917,27.089134400918912,18.052101952375242,0,0]
[134.9,4510.7576784211233,4485.5215069789847,4319.9757767956535,4159.4832220400731,4003.034170003395,3808.2384344322222,3589.2313132004015,3401.5215233447389,3228.9587401031959,3048.3327263488532,2857.627497947914,2681.0599074576367,2535.7786875636448,2449.017451437222,2382.4353240465639,2322.9165096648208,2222.0406640147612,2085.8655711959245,1934.5703616489466,1741.9383808997075,1556.3863464020239,1416.2284223220859,1257.937317151861,1097.6501079302609,955.52813389648543,842.65185942550795,741.88220714112128,655.23120091604528,576.65063763657156,513.18948140797454,457.79327444158969,407.43888834111851,361.11833806008326,326.88518973280463,292.65562908951142,265.47616224135629,240.31246534296974,219.17698581717505,197.0372454153181,175.90617563268231,146.72942263482432,121.58168435931715,89.400386559498514,68.287532720608553,46.176455080303917,27.089134400918912,18.052101952375242,9.0197967621976929,5.0080536687636448,0,0]
[144.9,4510.7576784211233,4460.2854773771796,4273.5433461636621,4078.7345758875235,3906.139741111585,3704.2841309389364,3484.2740590183371,3291.5243237624195,3153.2761872179631,3013.016021115458,2852.5825550881477,2666.9349922340652,2528.7166142236074,2434.8938170715887,2377.3912985906072,2290.6357535965244,2143.3606705495354,1975.9232491349032,1819.5938643465445,1680.421549934586,1542.2691301314956,1398.0794609630132,1267.0108143681848,1104.7063088020459,952.50448116116092,806.37331722858721,693.51752672087775,606.87273932099311,533.33507413241443,473.90787777004903,425.56578875210613,384.27791554552124,348.02879264334069,313.79697206375391,283.5955144338393,254.40382792207021,229.24125736189183,203.07512106555058,177.91855373764352,155.78370551195141,127.61670426943685,91.411415436090294,59.241065852707941,32.111095952304076,14.036995597894803,5.0080536687636448,0,0,0,0,0]
[154.9,4510.7576784211233,4455.2382885479838,4230.139573182536,4033.3141622413659,3849.6190960251884,3646.7572687739848,3421.7048850321039,3234.004307103377,3079.6135782123956,2942.3838561986263,2778.9274126129517,2614.4716788777887,2508.5393705784218,2460.1146498324629,2443.973286941186,2393.5322175708875,2260.3729574121126,2107.0477943054639,1964.8284863809231,1847.8330504761366,1783.2869836248437,1668.3201405373907,1489.834895146864,1272.0516742341567,1074.4657685553254,867.84621381082877,693.51752672087775,585.71710566715115,510.16770989602873,455.77898846755306,414.48814469174425,377.22919687654826,346.01505962239901,313.79697206375391,283.5955144338393,251.38418306924891,226.22192864759808,199.04985036997184,177.91855373764352,155.78370551195141,125.60499860335548,82.362148335243674,39.143140946941287,9.0197967621976929,0,0,0,0,0,0,0]
[164.9,4510.7576784211233,4437.0684561052667,4209.9519231093873,4010.0994811226078,3819.3405192624541,3635.6556975365502,3424.7323995605939,3228.9587401031959,3073.5591949142986,2924.2215716754254,2769.8467756333343,2623.5517930521637,2519.6368346024183,2490.3799898837433,2508.5393705784218,2478.2738095181139,2379.4089074913345,2256.3379483855174,2114.108582722447,1964.8284863809231,1844.8074026519096,1727.8195692338438,1583.6127666073498,1389.0050683546133,1155.1090363270444,934.36276718645331,746.92037948002371,599.82077828211254,510.16770989602873,462.82902802857438,443.69346076982475,427.57993702648378,407.43888834111851,382.26398264116619,357.09073432669908,326.88518973280463,297.68914776956171,272.52243464871941,249.37110660510621,219.17698581717505,177.91855373764352,111.52399075900288,43.162036139125405,0,0,0,0,0,0,0,0]
[174.9,4510.7576784211233,4435.0495904166355,4206.9237839281168,4003.034170003395,3814.2941130646404,3626.5726189810316,3442.8975427968107,3263.2687503988227,3107.8675237841871,2951.4650405027951,2785.9901507626992,2650.7923235140925,2602.3649090035683,2636.6675689238086,2694.1759667401593,2673.9974405286143,2573.1071146165109,2449.017451437222,2310.8111732849338,2152.4389860530005,1987.0180741241566,1797.4062391975117,1592.6883443279025,1365.8152238951263,1150.0686630859591,948.4729591018255,769.08873806861379,632.0589762438625,547.4374431647625,497.07357466978522,471.89352202889989,450.74331252607004,423.55165000090165,393.34074331293886,364.13907033784858,335.94657151454635,310.77669077501207,288.62887634657591,263.46297565607262,233.2670906927834,180.93716345181977,109.51255827368547,25.080601549217004,0,0,0,0,0,0,0,0]
[180,4510.7576784211233,4437.0684561052667,4202.8862684072046,4001.0155119708129,3812.2755524525728,3628.5910789202326,3440.8791888108822,3257.2140164045495,3104.8403030149302,2949.4469971310127,2774.8915702899521,2650.7923235140925,2604.3827000822243,2650.7923235140925,2728.4798072037265,2710.3188964706906,2604.3827000822243,2490.3799898837433,2334.0131233838633,2164.5434661989088,1994.0784495437802,1769.1678397306264,1567.4785347016514,1365.8152238951263,1155.1090363270444,939.40209717084554,769.08873806861379,646.16370952449347,554.48876437551053,504.12422061952947,480.95818998708097,457.79327444158969,430.60117719617693,393.34074331293886,366.15290577694071,333.93290978257897,306.74969472040391,288.62887634657591,265.47616224135629,233.2670906927834,177.91855373764352,105.48980471856567,23.072229545451361,0,0,0,0,0,0,0,0]
[null,"K - HPS 250W Type III"]
[null,"Generic"]
[null,"HPS"]
[null,"NA"]
[null,297]
[null,"TYPE III, MEDIUM, FULL CUTOFF"]
[]
[null,38]
[null,22]
[null,0,2.5,5,7.5,10,12.5,15,17.5,20,22.5,25,27.5,30,32.5,35,37.5,40,42.5,45,47.5,50,52.5,55,57.5,60,62.5,65,67.5,70,71,72.5,75,77.5,80,82.5,85,87.5,90]
[0,5536.4671065347065,5832.3041689538113,6115.0293799188594,6438.1598690249339,6741.1094389078889,6912.7869401865037,6761.3065674228365,6347.2777453123035,5852.4983805020629,5377.9533522428537,4922.6313870675067,4509.7482288500623,4185.7268707162775,3903.1118285923417,3630.6095399811061,3378.3108053542805,3136.1217259647797,2924.2215716754254,2772.8736513268914,2641.7121154780116,2561.0005380762923,2530.7343474555228,2540.8230376963083,2571.0893479008164,2591.2670860414801,2641.7121154780116,2571.0893479008164,2338.0482687256931,1925.4930160885128,1703.6161607642787,1309.3546523168495,714.67667312976948,281.58219456930817,100.46157902783952,40.147827669756929,10.023052380778998,0,0]
[5,5536.4671065347065,5822.2070893590871,6109.9805990839686,6423.0127589119684,6761.3065674228365,6948.1328403545604,6837.0463346937104,6473.5032642603619,6014.0545590376532,5544.5443630263226,5094.2557682707984,4645.0164628988859,4286.6655039669922,3994.9595439799309,3711.3488951241502,3438.8608360077051,3196.6672983392878,2989.8081254059289,2823.3220627711585,2702.2474195629393,2636.6675689238086,2616.4894793089347,2661.8903977455225,2722.4261568351762,2788.008079235663,2833.4118536448932,2828.3669537132837,2626.5785047589852,2197.8311341564358,1945.6649528760877,1521.0935481479901,850.71397201382797,362.12524602494449,110.51826994484387,45.171626266426578,15.040675804218308,0,0]
[15,5536.4671065347065,5812.1100272575686,6140.2733464891198,6534.0923897214197,6907.7375405938164,7023.8746587149726,6857.2437479143382,6554.288889860306,6170.5662431941537,5766.6734650947765,5270.9339583228411,4726.7849978968807,4296.7594988211767,3963.6705224355283,3676.025209058791,3428.7690897572511,3201.7128147175085,3004.9436892389435,2888.9063416701338,2798.0977434658712,2712.3367694525091,2626.5785047589852,2545.8673978336496,2475.2472736464852,2424.8055568903728,2379.4089074913345,2334.0131233838633,2227.0843493313496,1985.0008286036355,1823.6280071456438,1486.809898764471,906.14302524057416,387.29883465531185,115.54696382165466,50.19598424777044,15.040675804218308,0,0]
[25,5536.4671065347065,5817.1585561197853,6210.9570031151416,6720.9123708452762,7114.7659170588122,7145.0632616852981,6958.2317020072205,6746.1587153762703,6438.1598690249339,5988.8111173478364,5443.5795073619474,4912.5360193819606,4484.5120630662686,4135.2584623640778,3842.5540734313845,3559.9640743637965,3302.6247939961249,3141.1671460371817,3065.486702387368,3025.1245594225188,3045.3055641018332,3025.1245594225188,2974.6726381183794,2853.5915429475376,2666.9349922340652,2374.3648884472714,2172.6131572212835,2041.4844698251366,1854.8929146325258,1712.6923989447016,1450.5104253628438,911.18220125834318,387.29883465531185,115.54696382165466,55.220845530457993,25.080601549217004,0,0]
[35,5536.4671065347065,5827.2556269716943,6276.5925469013773,6927.9351610615295,7326.8500058751288,7332.9096422437751,7134.9641325226239,6958.2317020072205,6705.7646095791979,6316.9839920444883,5867.6440848588791,5407.2326154918346,5003.395069613809,4640.9785476059524,4342.1827680225833,4024.230140646659,3751.7192331456886,3544.8259415743978,3469.13625192982,3459.0444171801373,3554.9180229417984,3792.0900051509047,3973.7637283253457,3852.6469668177406,3378.3108053542805,2888.9063416701338,2767.8288603398819,2581.1781972739732,2334.0131233838633,2167.5695968162627,1859.9356911850903,1117.8108010909987,367.1598276496963,135.66383892015347,75.324511642000047,40.147827669756929,5.0080536687636448,0]
[45,5536.4671065347065,5817.1585561197853,6367.4736611111894,7049.1221132611045,7432.8943614993113,7453.0934584079041,7256.1546192625674,7129.914573295202,7054.1716150211842,6917.8363434637895,6645.1739071219326,6145.3221522584126,5736.382622170695,5357.7608496296189,4892.3453462297839,4570.3156008468741,4484.5120630662686,4488.5498400785627,4407.7949936482182,4221.0551187116253,3988.9035851601197,4024.230140646659,4180.6800024036556,4145.3520950476795,3963.6705224355283,3988.9035851601197,3994.9595439799309,3918.2514146183739,3706.3026336194725,3549.8719786752731,3146.2125742055837,1758.0743055956771,634.07391905157954,236.28651130948512,105.48980471856567,55.220845530457993,15.040675804218308,0]
[55,5536.4671065347065,5817.1585561197853,6407.8656844840434,7064.2706293714873,7407.6455674951267,7412.6953194274147,7230.9064333089837,7185.4599207383253,7180.4103259227631,7134.9641325226239,6963.2811383257767,6811.7996520091565,6387.6696409024016,5842.4012660115077,5529.3995167609028,5514.2547119352339,5640.4626777956291,5685.8982394710274,5398.1459305972357,4999.3568543789597,4908.4978781084819,4666.2155756473931,4624.8269215617674,4831.7738276136788,5554.6409501695243,6412.9147053231518,7033.9736296722203,7670.2371741600828,8372.2080332308615,8580.2857464300541,8392.4095285518197,5569.785865250451,2253.3116963455018,634.07391905157954,180.93716345181977,70.298027302456234,20.060004479273225,0]
[65,5536.4671065347065,5802.0129826795701,6387.6696409024016,6963.2811383257767,7220.8071835702322,7225.8568066769576,7109.7163721370725,7094.5677588786157,6973.3800219341192,6857.2437479143382,6973.3800219341192,6862.2931105123425,6523.9941630263611,6195.8104373022215,6236.2013614277903,6529.0432744235177,6665.3707468645744,6428.0617916554302,6195.8104373022215,6019.1032600920316,5615.2208568876113,5256.7994827273351,5270.9339583228411,6130.1757473955258,7670.2371741600828,8857.0570988284853,9539.9308678150555,10090.508336690984,10802.767543788714,10989.680343771688,10252.151533149372,6604.7804117932392,3055.3961165989585,1117.8108010909987,276.5489580510407,85.378465429273547,25.080601549217004,0]
[70.2,5536.4671065347065,5827.2556269716943,6433.1108283607846,6907.7375405938164,7069.3201419565748,7069.3201419565748,7028.924142381662,6978.4294692185958,6705.7646095791979,6715.8631132965165,6902.688144688429,6720.9123708452762,6397.7676547319916,6195.8104373022215,6529.0432744235177,6821.8983138848944,6766.3558589761014,6614.8787625474843,6569.4363057752662,6337.1798114734493,5716.1888156082759,5574.8341794251228,5776.7704481000374,7195.5591210021566,8787.3583787847456,9782.3831943460791,10065.251819872055,10393.59142008094,11228.125059142189,11191.751806786462,9883.4067775136318,6145.3221522584126,2798.0977434658712,911.18220125834318,206.09412648536997,75.324511642000047,5.0080536687636448,0]
[75,5536.4671065347065,5746.4795520991356,6342.2287763851655,6796.6516872459952,6927.9351610615295,6963.2811383257767,6938.0339933655705,6857.2437479143382,6584.5837565814609,6574.4854521711559,6761.3065674228365,6619.9279437014129,6367.4736611111894,6226.1036058289719,6554.288889860306,6831.9969906950819,6821.8983138848944,6756.2572796365721,6781.5037562099087,6569.4363057752662,5958.5191276718224,5978.7137704100551,6155.4197762250387,7549.0399130527967,8974.2329913350786,9827.8436784346068,9908.6628349056027,9969.2776347236268,10807.819198855874,10802.767543788714,9610.6455007178538,6508.8468522694202,3302.6247939961249,1259.9536442328774,316.81728239424859,90.405895411488231,25.080601549217004,0]
[85,5536.4671065347065,5741.4310849175608,6205.908143739628,6564.3871632561795,6609.8295852437877,6624.9771287026288,6624.9771287026288,6488.6504927204969,6120.0781649180208,6216.0058665907536,6296.7882371182995,6216.0058665907536,5978.7137704100551,6009.0058622173365,6246.2991333607479,6352.326718251652,6423.0127589119684,6438.1598690249339,6463.4051316192108,6342.2287763851655,5963.5677819552257,6024.1519653769174,6084.7367574942691,6887.5399791230939,7777.296347211126,8297.4629248758301,8084.3420732815857,8241.9095635487756,8853.0165783156062,8363.1173762164362,7296.5518992134148,5275.9819945029994,3009.9888941267654,1214.5870745396398,331.91926018114111,95.433604846914434,25.080601549217004,0]
[90,5536.4671065347065,5685.8982394710274,6115.0293799188594,6438.1598690249339,6438.1598690249339,6428.0617916554302,6412.9147053231518,6241.2502453541547,5857.5469442752819,5933.2759204289659,5943.3731904767819,5877.7412428004782,5695.9950803139354,5751.5280237115239,5933.2759204289659,5998.9084812931123,6059.4930205293294,6069.5905027325725,6003.9571696346466,5766.6734650947765,5504.1581984629211,5452.666268275324,5418.3385844099967,5857.5469442752819,6423.0127589119684,6821.8983138848944,6821.8983138848944,7054.1716150211842,7271.303572981491,6619.9279437014129,5761.6249802131979,4231.1489582164759,2540.8230376963083,1052.2899114552088,321.85119673416409,95.433604846914434,25.080601549217004,0]
[95,5536.4671065347065,5660.656215797123,6034.2493886241346,6306.8861065056717,6266.4947261237721,6205.908143739628,6170.5662431941537,5968.6164405084637,5579.8824981667594,5620.2692120170987,5615.2208568876113,5518.2933224971239,5341.6069022640095,5413.2904138979729,5574.8341794251228,5645.5110555351785,5695.9950803139354,5690.9466576555042,5574.8341794251228,5266.895532855905,4969.0703441672131,4711.6425692530238,4615.7416566629645,4801.4883521786051,5059.9304235921099,5296.1741874287973,5418.3385844099967,5559.6892506185159,5130.6005026840066,4347.2298273274491,3756.7655560083704,2979.7177920186,1869.0127233748408,790.25003983212787,286.61552097237734,95.433604846914434,25.080601549217004,0]
[105,5536.4671065347065,5595.0274817522204,5852.4983805020629,6039.298106579402,5943.3731904767819,5776.7704481000374,5655.6078245399513,5432.4734868262967,5070.0260891262924,5044.7869630338382,5085.1696250705727,5059.9304235921099,4948.8794397411311,4933.7363154088807,4994.3090899180934,5048.825214748018,5048.825214748018,5024.5957529542566,4928.688617609404,4681.3578579713339,4439.0873227115544,4130.2116552482576,3913.2048794386455,3837.5076366652074,3862.7398866184449,3837.5076366652074,3741.6266077720375,3595.2866338247959,2581.1781972739732,1638.0670020974976,1117.8108010909987,875.9085625698043,618.96200533035903,377.22919687654826,201.06247565441669,90.405895411488231,25.080601549217004,0]
[115,5536.4671065347065,5534.4477942505519,5680.8498257644842,5771.7219543916708,5635.4143045700048,5387.0400031463205,5176.031782189576,4963.0130642183849,4624.8269215617674,4518.8332831096877,4595.552243121916,4645.0164628988859,4650.0638619459478,4589.4954363205525,4620.7890238478967,4624.8269215617674,4599.590118753873,4529.9372630923535,4439.0873227115544,4231.1489582164759,4064.6037261183878,3787.043635075328,3600.3327421286867,3489.3200093291557,3418.6773731796743,3302.6247939961249,3110.8947474991692,2909.086420627918,2127.2215379395975,1259.9536442328774,659.26123743228948,538.37159224165714,422.54458421059621,296.68243718512292,170.87533157355321,80.351331340225968,25.080601549217004,0]
[125,5536.4671065347065,5458.7241172901468,5498.100299258318,5494.0617034925754,5316.3664572629268,5048.825214748018,4781.2981411672536,4570.3156008468741,4321.9945894762359,4155.4457522840712,4180.6800024036556,4217.0175896581886,4251.3367093368051,4210.9613033200867,4151.4082864469929,4094.8841783582679,4049.4635844028262,3968.7171221750191,3882.9258051876818,3766.8582220400067,3620.5172458997545,3428.7690897572511,3287.4877983976407,3181.5307969891501,3080.6226432520925,2954.4921081447624,2777.9184514829271,2576.1337676534854,2086.8742436312004,1445.4689030985978,623.99926938862291,437.65081969353872,331.91926018114111,236.28651130948512,140.69354214646376,75.324511642000047,25.080601549217004,0]
[135,5536.4671065347065,5403.1940869872051,5337.5684230423976,5230.5498431411925,5019.5479630867667,4772.2125739782987,4523.8805433630787,4321.9945894762359,4130.2116552482576,3918.2514146183739,3847.6005168184515,3832.4612065286096,3832.4612065286096,3822.3683661790074,3736.580305279319,3585.1944384528538,3524.641865031288,3464.0903308836155,3398.4940293933391,3307.6704746132573,3216.8494114615514,3120.9855144537578,3015.0341074627013,2888.9063416701338,2717.3814584658967,2566.0449380352884,2399.5850902622833,2197.8311341564358,1889.1840633823624,1552.3528429347011,754.98152574436392,357.09073432669908,266.48276126055515,180.93716345181977,115.54696382165466,65.271902290436884,15.040675804218308,0]
[145,5536.4671065347065,5372.9052194777223,5216.415476293515,5019.5479630867667,4772.2125739782987,4550.1263872239715,4362.3710403371606,4200.8675120995613,4024.230140646659,3776.9509150863328,3640.7018620888939,3580.148351404674,3524.641865031288,3489.3200093291557,3448.9526118441349,3312.7161629196457,3186.5762894625313,3095.758658410195,3025.1245594225188,2954.4921081447624,2898.9963636071943,2823.3220627711585,2692.1581073061711,2495.4242490709221,2298.7059002562532,2116.1259551720873,1959.7854330702003,1778.2444193679287,1547.3109783269385,1396.0629241738613,956.53602026718772,296.68243718512292,211.12590005317529,145.72342504642882,90.405895411488231,50.19598424777044,10.023052380778998,0]
[155,5536.4671065347065,5302.2318603169715,5114.4472555266993,4872.1547563210106,4604.6374682733031,4377.5123058478102,4217.0175896581886,4099.9309421909229,3978.81034087836,3761.8118856428364,3590.2405325962136,3474.1821803080875,3373.2650181385156,3287.4877983976407,3201.7128147175085,3080.6226432520925,2924.2215716754254,2833.4118536448932,2742.6050435261163,2646.7566716555557,2561.0005380762923,2449.017451437222,2292.6532876025276,2122.1780840415504,1959.7854330702003,1834.7219457534077,1683.4469159116732,1501.9349419116575,1243.8231182793565,1137.9718575303903,911.18220125834318,357.09073432669908,196.03095062626178,130.63432201828778,75.324511642000047,30.102209640499385,5.0080536687636448,0]
[165,5536.4671065347065,5287.0876910772604,5059.9304235921099,4801.4883521786051,4533.9750807403116,4296.7594988211767,4120.1180595060941,3994.9595439799309,3898.0653129425432,3761.8118856428364,3590.2405325962136,3469.13625192982,3363.1734663383204,3257.2140164045495,3120.9855144537578,2934.3117158758041,2782.9632607913691,2646.7566716555557,2510.5570876684474,2349.1449542526016,2218.0057239948283,2095.9523174376363,1965.8370985958388,1834.7219457534077,1717.7347742684135,1586.6379534222458,1425.3029903202066,1243.8231182793565,1042.2101301603341,951.49659904538589,800.32705011374333,503.11697942016013,291.64893568472075,211.12590005317529,80.351331340225968,25.080601549217004,5.0080536687636448,0]
[175,5536.4671065347065,5270.9339583228411,5033.6817874787266,4777.2601091742345,4509.7482288500623,4286.6655039669922,4094.8841783582679,3943.484187749084,3827.4147830302963,3701.256378978585,3549.8719786752731,3413.6315260455126,3307.6704746132573,3191.621789916775,3060.4414053386045,2898.9963636071943,2752.6945425601039,2606.400492722641,2434.8938170715887,2243.2242189002272,2070.7355432727031,1910.3642019219667,1769.1678397306264,1658.2356996661829,1561.4282404181374,1436.3942073312103,1289.1907465801335,1122.8510313983415,911.18220125834318,815.44280271612445,659.26123743228948,417.50929134044378,261.44980443871583,165.84463549957897,80.351331340225968,30.102209640499385,5.0080536687636448,0]
[180,5536.4671065347065,5275.9819945029994,5044.7869630338382,4801.4883521786051,4529.9372630923535,4296.7594988211767,4094.8841783582679,3933.3910590836172,3822.3683661790074,3701.256378978585,3549.8719786752731,3408.5856863623935,3307.6704746132573,3196.6672983392878,3075.577321357689,2904.0413877397095,2762.784078538577,2611.4449811484637,2460.1146498324629,2268.4429970397496,2086.8742436312004,1914.3985407022963,1763.1168124688832,1652.1850645275526,1572.5204644301359,1420.2615565053034,1259.9536442328774,1087.5698996509766,896.06475734774426,805.36560288841395,664.29881766947972,432.61534908352962,271.5158130503724,180.93716345181977,90.405895411488231,40.147827669756929,10.023052380778998,0]
[null,"L - HPS 400W Type III"]
[null,"Generic"]
[null,"HPS"]
[null,"NA"]
[null,400]
[]
[]
[null,38]
[null,22]
[null,0,2.5,5,7.5,10,12.5,15,17.5,20,22.5,25,27.5,30,32.5,35,37.5,40,42.5,45,47.5,50,52.5,55,57.5,60,62.5,65,67.5,70,71,72.5,75,77.5,80,82.5,85,87.5,90]
[0,4177.6518843370968,4411.8327010898902,4599.590118753873,4823.6976822392398,5048.825214748018,5216.415476293515,5441.5602292158928,5610.1725062923097,5703.0628795444691,5740.4213920132934,5853.5080929087726,6040.3078506765314,6358.3854910705095,6733.0306044184281,7088.5083226191955,7425.8246905288588,7706.5967269420789,7875.2668810952455,7893.4471145558446,7818.7064233385827,7669.227189036922,7294.5320298989564,6695.6661210544253,6227.1133806530688,7088.5083226191955,6807.7601914454572,5086.1791957368587,4019.1834708315801,1942.6391489856537,1531.1771221372917,1550.3360951255308,1531.1771221372917,1157.1251917810205,465.85050649283932,74.319187225450264,0,0,0]
[5,4177.6518843370968,4346.2204149979634,4562.2399046840883,4805.5264045701106,4954.936702443285,5169.9742551622621,5394.1074088806754,5572.8148532069918,5665.7046115521771,5740.4213920132934,5796.9644669714089,5993.85979719632,6265.4849449396188,6601.7509095736386,6929.9549263465169,7285.4426249006037,7547.0199750835736,7669.227189036922,7688.4169290788868,7585.3988886904217,7463.1930273795679,7135.9740447966178,6995.5976172722903,6995.5976172722903,7612.6682347213637,6976.4096898666467,5179.0605483595227,3691.1638903255634,1933.5617655928907,1540.2523954607502,1428.3278591640444,1568.4869193528862,1101.6822171839497,568.59167442682008,158.80191819600202,0,0,0]
[15,4177.6518843370968,4365.3992892450278,4562.2399046840883,4692.4622294491346,4898.4025394504688,5113.437679269955,5356.7512264922525,5553.6312906296262,5675.8014165398363,5740.4213920132934,5778.7898468177427,5946.402374834207,6171.576008980358,6424.0225651435667,6611.8492557030431,6836.0364655958701,6901.6782659500768,6733.0306044184281,6368.483458582612,6040.3078506765314,5880.7703935633162,6096.853788426798,6349.2973340067601,5919.1397712080861,6040.3078506765314,5806.0517984059989,4196.8300023922084,2840.4747286210745,2045.5190758868755,1634.0332922559537,1325.4860004982527,1447.485509899763,746.92037948002371,541.39352572941186,242.32546769872059,0,0,0]
[25,4177.6518843370968,4337.135714578224,4514.7954789616106,4683.3768326482659,4889.3167524283144,5113.437679269955,5338.5780425617168,5516.2740168469491,5665.7046115521771,5796.9644669714089,5899.9550512256956,6012.0350798012332,6274.5729814466868,6377.5716430204111,6321.0231507766348,6358.3854910705095,6386.6598403961489,6311.9350472577617,5937.3148263897501,5469.8301912549432,5169.9742551622621,5086.1791957368587,5366.8474664144433,5890.8675740258614,7173.3408991414635,7828.8064751873753,6910.767179907114,4926.6695399353503,2812.223334420547,2185.7264689469625,1848.8416008511138,2148.4041744305805,1942.6391489856537,1138.979919772223,465.85050649283932,0,0,0]
[35,4177.6518843370968,4317.9569650575495,4496.6254049858362,4674.2914534547617,4861.0499674783105,5076.0834980891423,5301.22224768861,5525.3608980841627,5731.3341638624379,5909.0425424086743,6040.3078506765314,6143.3026294532474,6274.5729814466868,6508.8468522694202,6873.4017212892213,7219.7972593721333,7763.1563716052606,7996.469224835676,7603.5784418510848,7079.4191779337689,6816.8489810788415,7631.8578330387318,8708.5691866051657,9822.7925031439427,10327.922660418273,9101.5119850625797,6498.7486646571951,4608.6753518686546,5319.3953043533493,5329.491473759017,5301.22224768861,5235.5978405536252,2896.9783564091904,2008.1992752159911,830.55883525843592,9.0197967621976929,0,0]
[45,4177.6518843370968,4317.9569650575495,4486.5309511186333,4683.3768326482659,4842.878549518322,5029.6435478877784,5292.1357426815994,5525.3608980841627,5731.3341638624379,5965.5872448643468,6171.576008980358,6452.2972039189399,6882.4905979939012,7697.5068226487583,8680.286060212442,9017.6692718954964,8596.4473347784697,8024.750036810352,8559.0737078830043,9570.2370751643812,9831.8846205345471,10553.218743671956,10244.069312521287,8783.3178901689553,8605.5382415672557,7734.8764976276425,6723.9419271937113,8333.8253263753486,11077.580978013704,11583.78078243699,11518.104888562859,8877.2597289972855,2662.8993158797643,671.35149405270056,858.77616093134179,9.0197967621976929,0,0]
[55,4177.6518843370968,4308.8723239112096,4477.4459620360176,4636.9406358227207,4795.4312799533764,5001.3759615892186,5226.5114487152205,5441.5602292158928,5675.8014165398363,5919.1397712080861,6292.749093891548,7060.2310218994453,8353.0166577786949,9120.7050040945905,8858.067229244456,8081.311959115309,8090.4023050175183,8783.3178901689553,9803.598060715989,10599.692976420001,10478.456276910752,9719.7490955123576,10122.836770352171,9438.9108730034823,8390.389376831743,9176.2639705451966,10019.790249251559,11292.788909292596,17569.718866749961,19396.36559829798,19378.169016420965,10890.666677711411,1830.6877784845742,223.20264019194434,148.74143843620294,28.093457349309364,0,0]
[58.1,4177.6518843370968,4280.6091184485003,4440.0967563587046,4626.8458717396161,4786.3456859491471,5001.3759615892186,5198.242775151336,5422.3771242028279,5637.4336533183341,5946.402374834207,6433.1108283607846,7509.6512202236863,8839.8848993762094,9064.1362220078026,8324.7347111140825,7875.2668810952455,8136.8642320719491,8970.1924177586825,10122.836770352171,10890.666677711411,10366.313577127245,9944.0214232598246,10815.901851869219,10160.216650326453,9223.7418991535014,10478.456276910752,10150.113966494171,11527.198451603041,20061.563336699826,21608.383722192735,19771.421144350632,8418.6715450771153,1027.0906411206226,158.80191819600202,56.225874000831865,0,0,0]
[65,4177.6518843370968,4280.6091184485003,4431.0118617940616,4589.4954363205525,4758.0795038213982,4973.1085348983352,5123.5334507916859,5301.22224768861,5544.5443630263226,5919.1397712080861,6676.4790347948719,8006.5695033745815,8877.2597289972855,8568.1645751228953,7763.1563716052606,7903.5472623375135,8333.8253263753486,9307.5864962287615,10347.118100985326,10917.945863648454,10759.323407744198,11536.292021809762,12042.511899232362,10506.744715382294,10974.525132838082,12604.329675041474,10412.786982079813,10506.744715382294,16988.506040419677,19424.67142622039,19817.924486372016,10057.169747853937,1232.7335027485854,251.38418306924891,111.52399075900288,37.13384546983891,9.0197967621976929,0]
[75,4177.6518843370968,4262.4400133030322,4393.6630467226842,4533.9750807403116,4711.6425692530238,4870.1357019217567,5001.3759615892186,5160.8879779183026,5394.1074088806754,5937.3148263897501,6976.4096898666467,8249.9900292804396,8230.7989360918291,7444.0038580225,7454.1034146901184,7753.0564047794196,8502.5085288632981,9504.5737474893594,10037.974852824651,10253.161811175547,10862.377223656998,11518.104888562859,9963.2161381366677,9700.554855497583,12126.378746554283,11246.311729486239,9944.0214232598246,10122.836770352171,15526.971520504378,18225.754304167749,19556.091880407388,8296.4528604367315,793.27312951172269,223.20264019194434,93.422488515161888,28.093457349309364,9.0197967621976929,0]
[85,4177.6518843370968,4216.0082079980875,4328.05103316855,4440.0967563587046,4599.590118753873,4702.5571353926462,4795.4312799533764,4926.6695399353503,5169.9742551622621,5665.7046115521771,6704.7547600426697,7463.1930273795679,7173.3408991414635,6536.1120369321161,6836.0364655958701,7145.0632616852981,7856.0766801527207,8708.5691866051657,8802.5102276169982,9607.6148629049694,10403.694343038147,9991.5031536921597,8520.690152669511,9541.951278649447,10581.507382791649,9055.0448434396476,8033.8403189645796,10515.837443917013,16988.506040419677,18356.155557406091,15480.479528031434,5610.1725062923097,765.05807938825171,316.81728239424859,121.58168435931715,37.13384546983891,9.0197967621976929,0]
[90,4177.6518843370968,4205.9144046848305,4290.7030990623925,4393.6630467226842,4523.8805433630787,4599.590118753873,4664.1966083763409,4777.2601091742345,4983.2040260517906,5404.203718830744,6292.749093891548,6873.4017212892213,6546.210282333408,6002.9474316269279,6246.2991333607479,6452.2972039189399,7032.9637319243175,7715.6866419462222,7856.0766801527207,8802.5102276169982,9335.8715910902247,9092.4205691020179,8848.9760596450087,9186.3656369737564,9138.8879014503491,8043.9406445201284,7163.2417301005426,10375.406183487015,15255.096418934339,14974.130211701055,11031.104693434034,3401.5215233447389,690.4948437134459,316.81728239424859,139.68758692140284,37.13384546983891,9.0197967621976929,0]
[95,4177.6518843370968,4187.745619743886,4262.4400133030322,4337.135714578224,4431.0118617940616,4486.5309511186333,4523.8805433630787,4599.590118753873,4767.165044115769,5095.2653407374028,5787.8771497678918,6246.2991333607479,5937.3148263897501,5422.3771242028279,5581.9018269412409,5684.8885563713566,6068.5807537566216,6658.3018459907516,6836.0364655958701,7266.2539182353185,7959.0983051840467,7612.6682347213637,7509.6512202236863,7950.0081079591419,7248.075190193973,6807.7601914454572,6929.9549263465169,9045.9534739902228,11105.870985792755,10263.264596905163,7341.9991061750916,2391.514596736617,681.426874236142,354.07006128064398,139.68758692140284,46.176455080303917,9.0197967621976929,0]
[105,4177.6518843370968,4150.3989206004999,4177.6518843370968,4196.8300023922084,4234.1771147614481,4234.1771147614481,4225.0926516231884,4234.1771147614481,4290.7030990623925,4383.568826711693,4692.4622294491346,4964.0226103638952,4720.7280206153246,4317.9569650575495,4205.9144046848305,4131.2210161788089,4084.7906693416812,4308.8723239112096,4328.05103316855,4411.8327010898902,4646.0259422701529,4543.0601835779689,4720.7280206153246,3934.4003707869638,3738.5988254599183,3813.2848326251697,3710.3396422745623,3383.3566000988421,2643.7299367952533,2139.3258759796122,1400.0960006578398,755.98917509219189,428.5870147208546,214.14502188707684,111.52399075900288,28.093457349309364,0,0]
[115,4177.6518843370968,4113.0525571811804,4093.8748263371317,4056.5289768456578,4028.2674810513518,3981.83831148011,3916.2327997668276,3869.8049461585542,3831.4519212976052,3804.2013206873544,3794.1085550601065,3794.1085550601065,3607.3973056218033,3335.9264278362843,3101.8130851942665,2952.4740627056613,2803.1425892189659,2681.0599074576367,2597.3204381475512,2550.9117679558854,2569.0715827670638,2578.1515383186229,2540.8230376963083,2588.2404152839531,2503.495084949423,2597.3204381475512,2615.4805788989688,2036.44122345151,1484.7932379245299,1157.1251917810205,896.06475734774426,681.426874236142,428.5870147208546,233.2670906927834,93.422488515161888,28.093457349309364,0,0]
[125,4177.6518843370968,4074.6971852411893,4010.0994811226078,3925.3165747767525,3841.5447855482043,3747.6821797373254,3644.7387987620305,3550.8811869556557,3429.778263048453,3307.6704746132573,3167.403460629504,3027.1426538529072,2868.7264035369981,2718.3903973918368,2550.9117679558854,2391.514596736617,2232.1280460590165,2073.7615400479999,1914.3985407022963,1745.972348128648,1615.8817214250384,1605.7976032793329,1736.8959349898671,1690.5061242974168,1886.158348608313,2167.5695968162627,1400.0960006578398,1634.0332922559537,849.7062037512211,681.426874236142,596.79853456367937,410.45998340822337,270.50919518025506,158.80191819600202,65.271902290436884,19.056026783849234,0,0]
[135,4177.6518843370968,4037.351511735772,3925.3165747767525,3813.2848326251697,3682.0806741059782,3550.8811869556557,3392.439049575843,3252.1684133307076,3111.9038227249334,2952.4740627056613,2794.0618734049153,2643.7299367952533,2494.4153964179209,2335.0219090664305,2148.4041744305805,1951.7165747523459,1765.1338192544852,1568.4869193528862,1372.87296130921,1185.3517338818122,1007.9396079561258,989.79685912166553,1194.4246943704641,1232.7335027485854,1119.8268904951999,1428.3278591640444,905.13519339150332,1119.8268904951999,541.39352572941186,438.65792078245397,382.26398264116619,325.87838489895006,261.44980443871583,185.96829104052892,93.422488515161888,28.093457349309364,0,0]
[145,4177.6518843370968,4019.1834708315801,3859.7120079088349,3710.3396422745623,3550.8811869556557,3355.1002466741425,3195.6581960179255,3027.1426538529072,2831.3938925945367,2662.8993158797643,2494.4153964179209,2325.9428536197333,2148.4041744305805,1970.8801674197155,1765.1338192544852,1568.4869193528862,1362.7904904313311,1176.2788427705009,970.64654035114972,784.20389517686067,596.79853456367937,456.78613034538233,391.32676338790498,391.32676338790498,364.13907033784858,373.20141655675388,354.07006128064398,335.94657151454635,288.62887634657591,261.44980443871583,223.20264019194434,167.85689589015533,121.58168435931715,65.271902290436884,37.13384546983891,0,0,0]
[155,4177.6518843370968,3981.83831148011,3794.1085550601065,3626.5726189810316,3447.9434329315873,3252.1684133307076,3055.3961165989585,2858.6364875880849,2653.8190664364888,2475.2472736464852,2279.5393483374469,2091.9176131085824,1896.2440833351525,1690.5061242974168,1465.63509694606,1279.1089115549482,1082.5298304583089,876.91636139145783,690.4948437134459,504.12422061952947,335.94657151454635,251.38418306924891,242.32546769872059,242.32546769872059,251.38418306924891,261.44980443871583,251.38418306924891,242.32546769872059,214.14502188707684,196.03095062626178,176.9123618266558,121.58168435931715,83.367575300668861,46.176455080303917,19.056026783849234,0,0,0]
[165,4177.6518843370968,3953.5773422216339,3766.8582220400067,3560.9732855059683,3364.1826201585659,3195.6581960179255,2961.5552780196167,2746.6408386977132,2531.7432146742276,2335.0219090664305,2129.2389228451902,1924.4844247725937,1718.7432511089901,1522.1019025491566,1297.2562713408183,1092.6099921774353,886.99441302859464,690.4948437134459,504.12422061952947,345.0081974980904,223.20264019194434,196.03095062626178,196.03095062626178,196.03095062626178,196.03095062626178,196.03095062626178,185.96829104052892,167.85689589015533,148.74143843620294,139.68758692140284,121.58168435931715,83.367575300668861,65.271902290436884,37.13384546983891,19.056026783849234,0,0,0]
[175,4177.6518843370968,3972.7544065828042,3794.1085550601065,3579.1391348473385,3392.439049575843,3158.3216347639709,2924.2215716754254,2709.3099605425277,2503.495084949423,2288.6182213657398,2073.7615400479999,1868.0041620639367,1643.1091533508616,1437.402504039183,1213.5789475434437,1007.9396079561258,802.34246743205267,606.87273932099311,428.5870147208546,279.56888908570443,196.03095062626178,176.9123618266558,176.9123618266558,176.9123618266558,167.85689589015533,158.80191819600202,139.68758692140284,139.68758692140284,121.58168435931715,102.47283981975923,93.422488515161888,74.319187225450264,56.225874000831865,28.093457349309364,9.0197967621976929,0,0,0]
[180,4177.6518843370968,4037.351511735772,3869.8049461585542,3682.0806741059782,3438.8608360077051,3214.8311944439633,2989.8081254059289,2783.9722237498909,2559.9916592749919,2354.1889195451522,2129.2389228451902,1924.4844247725937,1718.7432511089901,1493.8682331993175,1270.0353278886269,1064.3857762544767,858.77616093134179,653.21619193423737,465.85050649283932,298.69586175506231,185.96829104052892,185.96829104052892,185.96829104052892,167.85689589015533,167.85689589015533,167.85689589015533,148.74143843620294,148.74143843620294,130.63432201828778,111.52399075900288,111.52399075900288,93.422488515161888,56.225874000831865,37.13384546983891,19.056026783849234,0,0,0]
[null,"M - HPS 400W Type III Med"]
[null,"Generic"]
[null,"HPS"]
[null,"NA"]
[null,465]
[null,"TYPE III, MEDIUM, CUTOFF"]
[]
[null,73]
[null,73]
[null,0,2.5,5,7.5,10,12.5,15,17.5,20,22.5,25,27.5,30,32.5,35,37.5,40,42.5,45,47.5,50,52.5,55,57.5,60,62.5,65,67.5,70,72.5,75,77.5,80,82.5,85,87.5,90,92.5,95,97.5,100,102.5,105,107.5,110,112.5,115,117.5,120,122.5,125,127.5,130,132.5,135,137.5,140,142.5,145,147.5,150,152.5,155,157.5,160,162.5,165,167.5,170,172.5,175,177.5,180]
[0,8358.0670154732416,8586.3463384999995,8785.3381342447956,9037.872264364456,9242.9351737038123,9448.0026284781561,9623.7782756023462,9647.0132288559689,9640.9519313076053,9523.7675965361141,9360.116026263302,9055.0448434396476,8615.639260362228,8071.2115867607254,7520.7608306843331,7016.8053876746171,6554.288889860306,6055.4540323531301,5593.0081482388068,5177.0413707162106,4726.7849978968807,4328.05103316855,3971.7450850964365,3625.5633894322618,3315.743579589458,3004.9436892389435,2554.947271229551,2214.9795237913791,1911.3727858198192,1507.9850018626923,1057.3298383323311,531.32048016773717,337.96024530447613,221.18980385521934,174.89999518835882,116.55272914527278,87.389402877861457,64.266722767294254,35.124658653290489,12.029855959070284,17.048232921663399,17.048232921663399,23.072229545451361,0,12.029855959070284,12.029855959070284,17.048232921663399,6.010760193776199,12.029855959070284,0,12.029855959070284,12.029855959070284,0,6.010760193776199,6.010760193776199,0,6.010760193776199,12.029855959070284,0,0,0,6.010760193776199,0,6.010760193776199,12.029855959070284,0,0,29.097816174642574,0,29.097816174642574,41.152539512670401,0,4.0055490228453374]
[2.5,8358.0670154732416,8572.2049636564352,8766.1458342774731,9014.6388269226518,9207.5791725802464,9418.707003283107,9579.328956078718,9608.6250754031644,9603.5740139734226,9494.471737223439,9295.4643389883586,8979.283710861233,8530.7910715365124,7980.3088056893621,7440.9739936906772,6943.0834150257815,6480.5719664738863,6005.9766461589788,5558.6795901622372,5168.9646680134947,4723.7565082862593,4319.9757767956535,3950.5493931740411,3558.9548635074461,3248.1319365016116,2896.9783564091904,2458.0969736707507,2113.0998972186903,1794.3806750745186,1405.1373625798565,943.43358060979006,522.25490218132211,340.98077844143347,222.19621974660973,182.94959793098093,125.60499860335548,64.266722767294254,67.282307497705418,38.138479987815508,23.072229545451361,37.13384546983891,20.060004479273225,9.0197967621976929,0,9.0197967621976929,12.029855959070284,3.0032976479526123,3.0032976479526123,0,0,14.036995597894803,0,20.060004479273225,6.010760193776199,20.060004479273225,6.010760193776199,3.0032976479526123,11.02640849775289,0,17.048232921663399,3.0032976479526123,9.0197967621976929,0,32.111095952304076,6.010760193776199,3.0032976479526123,9.0197967621976929,20.060004479273225,29.097816174642574,11.02640849775289,26.08484865749011,17.048232921663399,4.0055490228453374]
[5,8358.0670154732416,8578.2655500236306,8795.4393615834815,9028.780912164284,9233.843617632785,9456.0841962378017,9608.6250754031644,9643.9825796060777,9647.0132288559689,9521.7471895521667,9335.8715910902247,9058.0753019496315,8609.5786476646754,8093.4324225863265,7560.1495815312628,7084.4687013207276,6611.8492557030431,6132.1952658858272,5660.656215797123,5241.6554438663125,4782.3076496979465,4369.4369577197285,4000.0061833360446,3631.6187709319765,3271.3417465120747,2937.3387659004638,2504.5039412635933,2124.1954641654788,1843.7988544784041,1433.3693214517562,974.67815528855704,551.46675853493446,364.13907033784858,239.30597047327453,188.98703310439885,136.66976487929523,76.329849463361882,55.220845530457993,29.097816174642574,3.0032976479526123,37.13384546983891,20.060004479273225,3.0032976479526123,0,23.072229545451361,9.0197967621976929,0,3.0032976479526123,3.0032976479526123,0,17.048232921663399,6.010760193776199,9.0197967621976929,12.029855959070284,15.040675804218308,6.010760193776199,9.0197967621976929,11.02640849775289,6.010760193776199,3.0032976479526123,3.0032976479526123,9.0197967621976929,0,8.016652840637061,6.010760193776199,3.0032976479526123,3.0032976479526123,19.056026783849234,16.044422974417238,14.036995597894803,8.016652840637061,3.0032976479526123,4.0055490228453374]
[7.5,8358.0670154732416,8561.0938997697394,8764.1255946159308,8999.4866173311457,9230.8131009292356,9432.8497075468422,9602.5638020059196,9640.9519313076053,9620.7476336544405,9521.7471895521667,9351.0243557129124,9098.4815120672592,8668.1647484949863,8184.3364747507494,7662.15729689622,7201.6186479587113,6734.0404582002575,6232.1622572266879,5774.7510500875533,5355.741603544996,4887.2976909351219,4474.4176364323066,4083.7813198093995,3666.9420301777145,3297.5791210799653,3039.2512486291398,2601.3560140502759,2185.7264689469625,1837.7475770214191,1444.4606007517443,968.63073915137215,571.61377234442114,376.22224775081384,248.36457445281798,188.98703310439885,124.59915780868042,76.329849463361882,52.205871129025049,35.124658653290489,15.040675804218308,40.147827669756929,14.036995597894803,3.0032976479526123,0,14.036995597894803,9.0197967621976929,0,0,9.0197967621976929,0,17.048232921663399,0,11.02640849775289,3.0032976479526123,15.040675804218308,0,0,17.048232921663399,0,0,0,0,0,25.080601549217004,0,3.0032976479526123,9.0197967621976929,22.068108142325048,13.03338714150617,8.016652840637061,34.120107905260866,8.016652840637061,4.0055490228453374]
[10,8358.0670154732416,8485.3370309307447,8679.2759502564732,8920.6955392583404,9125.7558052862441,9347.9938008247409,9490.4309361229789,9506.5941508300602,9531.8492287529716,9451.0332155790547,9318.6984875549679,9057.0651490004093,8653.0131326631799,8178.2761731008995,7676.2970876884783,7224.8468817735129,6760.2967095641279,6276.5925469013773,5807.0615027762269,5402.1844553321234,4927.6790786690699,4494.606512399695,4089.8374207393008,3663.9143088761448,3329.8715605198718,3047.3236719326865,2616.4894793089347,2173.621870706746,1842.7903068560186,1418.2449879814724,974.67815528855704,585.71710566715115,408.44591755181006,254.40382792207021,214.14502188707684,133.65200941145397,97.444763521530547,61.251279440887508,43.162036139125405,9.0197967621976929,25.080601549217004,8.016652840637061,8.016652840637061,0,3.0032976479526123,0,0,3.0032976479526123,3.0032976479526123,0,11.02640849775289,3.0032976479526123,3.0032976479526123,3.0032976479526123,0,3.0032976479526123,1,5.0080536687636448,0,0,0,0,0,0,15.040675804218308,0,0,8.016652840637061,21.064032395764698,0,22.068108142325048,0,4.0055490228453374]
[12.5,8358.0670154732416,8511.5993359165241,8715.639982553228,8940.8983137573669,9175.2538045131532,9365.1669581594251,9516.6961739661547,9553.0635458755787,9573.2677011774904,9530.8390243513986,9394.4624167769489,9120.7050040945905,8737.8625213903597,8314.634039122031,7849.0066179198338,7403.6057684252391,6932.9845753766031,6429.0715986796504,5977.7040366527963,5525.3608980841627,5041.7582763672908,4623.8174468029938,4250.3273195025276,3819.3405192624541,3434.8241339523474,3087.6861077692765,2683.0777585674373,2270.4605114320148,1881.1155014307371,1455.5519651324416,1008.9475480673809,650.19369011047684,440.67212988461301,306.74969472040391,223.20264019194434,139.68758692140284,83.367575300668861,66.277097278608665,37.13384546983891,12.029855959070284,22.068108142325048,2.001386774925161,11.02640849775289,0,2.001386774925161,1,0,0,0,0,5.0080536687636448,0,23.072229545451361,0,3.0032976479526123,0,0,0,0,0,0,0,1,7.0136346326260179,0,0,0,8.016652840637061,0,2.001386774925161,11.02640849775289,14.036995597894803,4.0055490228453374]
[15,8358.0670154732416,8463.1151439714431,8657.0535609620438,8876.2495963971178,9079.2885398604521,9274.250601831036,9408.6050846529488,9488.4105362172359,9496.4921384179743,9418.707003283107,9283.3421975405781,9056.0549961637389,8734.8321718574243,8373.218106841352,7912.6374063661424,7448.0436790479316,6973.3800219341192,6466.4345697577592,5988.8111173478364,5583.9211564455045,5129.5909232465547,4717.6995348853061,4343.1921794149312,3936.4189949695879,3487.3016283294669,3119.9764362898773,2773.8826106251081,2299.7146705808782,1872.0384105685773,1472.6933304777274,1014.9952098244208,676.38916540284208,480.95818998708097,327.89199766453015,243.33197514986256,153.77159610801158,98.450358463414005,78.340564620239888,40.147827669756929,21.064032395764698,10.023052380778998,5.0080536687636448,0,0,8.016652840637061,1,0,1,0,0,8.016652840637061,0,3.0032976479526123,6.010760193776199,0,0,7.0136346326260179,0,0,0,0,15.040675804218308,0,0,0,3.0032976479526123,0,3.0032976479526123,9.0197967621976929,0,0,2.001386774925161,4.0055490228453374]
[17.5,8358.0670154732416,8483.316856984311,8664.1243150175942,8887.3610613122546,9090.4002556770574,9283.3421975405781,9442.9516521348669,9514.6757684815584,9505.5839491060779,9384.3605241714686,9280.3116646486578,9082.3190064638184,8793.4191151881805,8442.9134791324304,8011.6196474183107,7515.7110057138316,7052.1518138836836,6578.5247720771622,6130.1757473955258,5738.4020067370393,5305.2606993542422,4933.7363154088807,4545.079097785766,4076.7158800650545,3610.4249799228146,3232.9951930738225,2803.1425892189659,2308.7936233718156,1889.1840633823624,1477.7349465575696,1102.6902468030191,725.76028650321916,530.31318604523244,363.13215678677932,277.55559808638526,165.84463549957897,107.50116269711758,72.308579335641099,43.162036139125405,15.040675804218308,22.068108142325048,11.02640849775289,0,0,2.001386774925161,2.001386774925161,8.016652840637061,0,0,0,19.056026783849234,3.0032976479526123,8.016652840637061,0,0,9.0197967621976929,0,0,0,0,0,3.0032976479526123,0,5.0080536687636448,3.0032976479526123,0,10.023052380778998,15.040675804218308,14.036995597894803,2.001386774925161,8.016652840637061,2.001386774925161,4.0055490228453374]
[20,8358.0670154732416,8478.2664242210612,8685.3366117534097,8876.2495963971178,9081.3088508171077,9254.0470876997497,9413.6560426143133,9432.8497075468422,9359.1058402107919,9270.2098954842422,9135.8574160459902,8938.8780342535611,8628.7706024804538,8284.3320967539876,7896.4771575354471,7448.0436790479316,7024.8845551582717,6566.4068197984043,6135.2245448670192,5793.9353596545707,5407.2326154918346,5015.5097348437275,4614.7321838874468,4176.642512135435,3687.1269025790689,3223.9131809793262,2768.8378178029607,2313.8375014536578,1883.1326386831654,1474.7099748438977,1067.4097639723441,751.95858576924502,553.48142726268577,389.31279381754297,297.68914776956171,185.96829104052892,113.53545948863409,86.383928307687412,46.176455080303917,18.052101952375242,18.052101952375242,2.001386774925161,0,0,0,1,0,7.0136346326260179,0,0,0,1,8.016652840637061,0,9.0197967621976929,0,0,0,0,0,0,12.029855959070284,0,0,3.0032976479526123,6.010760193776199,0,23.072229545451361,0,0,8.016652840637061,0,4.0055490228453374]
[22.5,8358.0670154732416,8490.3874678986922,8674.2254022385532,8864.1280141564112,9081.3088508171077,9233.843617632785,9372.2382673856482,9318.6984875549679,9265.1590150251213,9153.0301799392855,8992.4155949076721,8791.3988692565435,8526.7507025551404,8228.7788236179094,7875.2668810952455,7536.9202933416391,7120.8253756905469,6643.1542265173875,6235.1915851324393,5920.1494950349042,5541.5153904634908,5155.8400530198114,4770.1935613929681,4326.0322176631289,3818.33123748973,3299.5973893215578,2789.0170440193724,2361.2504890871387,1949.6993653745722,1547.3109783269385,1151.0767359718063,807.3810328268321,614.93222355435944,424.55871818329314,297.68914776956171,192.00582334211265,128.62256901424442,86.383928307687412,34.120107905260866,15.040675804218308,24.076394620737908,0,0,0,2.001386774925161,1,0,7.0136346326260179,0,0,7.0136346326260179,0,3.0032976479526123,0,3.0032976479526123,1,0,0,0,0,0,7.0136346326260179,0,0,9.0197967621976929,0,4.0055490228453374,14.036995597894803,9.0197967621976929,4.0055490228453374,24.076394620737908,10.023052380778998,4.0055490228453374]
[25,8358.0670154732416,8563.1140921326896,8715.639982553228,8928.776643578818,9102.522142951726,9268.1895429706037,9330.8206750072295,9262.1284880699041,9179.2944693078625,9065.1463757445163,8930.7969208008381,8811.6013494256167,8559.0737078830043,8283.3220339130767,7968.1885127806072,7612.6682347213637,7217.7774113993555,6778.4741740565596,6352.326718251652,6051.4150468682465,5706.091939036879,5343.6261430187842,4950.8985264860212,4484.5120630662686,3964.6798418701683,3401.5215233447389,2867.7174103446628,2433.8849891715854,2022.3202000823192,1619.9153863085889,1221.6439868802856,876.91636139145783,638.10382383678518,442.68634818412619,326.88518973280463,203.07512106555058,119.57007684445347,92.416946510646028,43.162036139125405,36.12923810708449,18.052101952375242,13.03338714150617,2.001386774925161,0,5.0080536687636448,0,0,7.0136346326260179,0,0,5.0080536687636448,0,0,0,3.0032976479526123,0,0,2.001386774925161,0,0,0,4.0055490228453374,0,3.0032976479526123,3.0032976479526123,0,7.0136346326260179,1,1,13.03338714150617,21.064032395764698,8.016652840637061,4.0055490228453374]
[27.5,8358.0670154732416,8332.815257523589,8513.6195165793233,8682.3062804766359,8832.8140034018597,8969.1822746486487,8991.4054493005078,8905.5434883740327,8804.5304760975287,8722.7107842319165,8643.9221758831627,8527.7607946212283,8291.4025400842347,8016.6697946422628,7701.5467787893358,7399.5659715574593,7056.1914167364057,6687.587341188635,6311.9350472577617,6016.074038951514,5706.091939036879,5360.789720181926,4997.3377479833371,4533.9750807403116,4005.0528290529305,3444.9158979647782,2896.9783564091904,2460.1146498324629,2060.6489192955755,1706.6415681363681,1288.1825595230227,897.07257906215705,653.21619193423737,439.66502418123878,308.76318618903616,203.07512106555058,120.57587641098782,98.450358463414005,40.147827669756929,24.076394620737908,35.124658653290489,10.023052380778998,2.001386774925161,3.0032976479526123,0,0,5.0080536687636448,0,0,0,13.03338714150617,0,5.0080536687636448,5.0080536687636448,0,0,0,0,0,0,0,1,0,10.023052380778998,0,0,4.0055490228453374,7.0136346326260179,0,18.052101952375242,21.064032395764698,2.001386774925161,4.0055490228453374]
[30,8358.0670154732416,8462.1050595844044,8616.6493628926328,8790.3887464646523,8917.6651270232414,9030.8012118632032,9011.6083829675445,8933.82733748992,8827.7633668820454,8760.0851166886368,8687.3568331913921,8544.9323780199538,8294.4327319270851,8042.9306113941702,7777.296347211126,7546.0100063014734,7292.5121611432378,6915.8165817109029,6543.1808070779116,6253.3675834185169,5928.2272918406297,5601.0854866598975,5213.3866883717783,4763.1270240695931,4234.1771147614481,3646.7572687739848,3061.4504640840692,2589.2493051437946,2236.1630116398278,1852.875807844227,1337.5846404755096,935.3706310158758,699.56293216247195,489.01581600698364,361.11833806008326,215.15140531108909,126.61084744487482,98.450358463414005,43.162036139125405,24.076394620737908,26.08484865749011,27.089134400918912,0,0,0,0,2.001386774925161,0,3.0032976479526123,0,10.023052380778998,0,14.036995597894803,0,0,10.023052380778998,4.0055490228453374,4.0055490228453374,0,0,0,10.023052380778998,2.001386774925161,6.010760193776199,0,0,5.0080536687636448,7.0136346326260179,0,1,4.0055490228453374,5.0080536687636448,4.0055490228453374]
[32.5,8358.0670154732416,8482.3067701913169,8634.8312286547171,8799.4798557646991,8900.4928104669234,8978.2735667289035,8949.9895771665633,8872.2090671449969,8786.3482564567767,8707.5590733663867,8578.2655500236306,8409.5808377743924,8180.296273152544,7975.2586814076049,7779.316345823856,7627.8179135936925,7397.5460739497503,7077.3993695862882,6727.9813377794026,6440.1794863983541,6121.0879224172759,5806.0517984059989,5412.2807803597825,4941.8126426168828,4414.8609840939471,3839.526210576616,3224.9222921734067,2740.5871481645768,2387.4793601709548,1925.4930160885128,1416.2284223220859,949.48083801458813,714.67667312976948,495.05912268737313,349.03566352307149,226.22192864759808,155.78370551195141,115.54696382165466,54.215835334169334,36.12923810708449,32.111095952304076,21.064032395764698,0,0,11.02640849775289,0,0,0,3.0032976479526123,0,11.02640849775289,0,0,0,6.010760193776199,0,0,1,6.010760193776199,1,0,6.010760193776199,0,3.0032976479526123,0,0,1,9.0197967621976929,11.02640849775289,14.036995597894803,17.048232921663399,2.001386774925161,4.0055490228453374]
[35,8358.0670154732416,8403.5203716925607,8554.0232302504592,8664.1243150175942,8780.2875249256067,8796.4494849549901,8788.3685012287478,8734.8321718574243,8663.1142069423167,8556.0434209461073,8411.6009941047359,8251.0000880529842,8092.4223832707776,7921.7275608272575,7802.5463674982648,7666.1972344647302,7497.5316639021994,7206.6682576468766,6894.6091189161525,6612.8590911638121,6335.1602266337695,6022.13248275553,5637.4336533183341,5173.0030177901417,4634.9216812481945,4052.4916082287345,3426.7507440651152,2934.3117158758041,2533.7609503163358,1982.9835851310775,1431.3527344074739,978.70978688561252,731.80596523781946,530.31318604523244,386.29185899410305,243.33197514986256,150.7534814279953,118.56428573008029,66.277097278608665,45.171626266426578,34.120107905260866,24.076394620737908,10.023052380778998,3.0032976479526123,9.0197967621976929,2.001386774925161,0,18.052101952375242,0,0,4.0055490228453374,0,2.001386774925161,0,3.0032976479526123,0,0,7.0136346326260179,9.0197967621976929,0,5.0080536687636448,19.056026783849234,0,14.036995597894803,0,0,2.001386774925161,20.060004479273225,2.001386774925161,5.0080536687636448,17.048232921663399,9.0197967621976929,4.0055490228453374]
[37.5,8358.0670154732416,8523.720427074215,8677.2557306968883,8770.186314995819,8856.0469685276057,8861.0976211827729,8831.8038758670336,8778.2672820104763,8689.3770550987247,8576.2453540924707,8417.6614660034484,8300.4931189300896,8147.9747322132362,8020.7099147097924,7930.8177257088846,7847.9966095486507,7695.4868453727404,7455.1133711090597,7170.311146936835,6917.8363434637895,6636.0853492333517,6350.3071285946544,6002.9474316269279,5533.4381383844793,4950.8985264860212,4411.8327010898902,3760.8026191746362,3238.0407663662213,2706.2831550106789,2109.0651600160909,1506.9766568509476,1049.2659668965161,790.25003983212787,568.59167442682008,412.47405913757262,267.48936407825727,173.89382052669683,132.64610597383572,68.287532720608553,59.241065852707941,46.176455080303917,18.052101952375242,2.001386774925161,0,5.0080536687636448,5.0080536687636448,2.001386774925161,0,0,0,3.0032976479526123,0,13.03338714150617,0,0,0,0,0,0,0,0,4.0055490228453374,0,14.036995597894803,9.0197967621976929,6.010760193776199,10.023052380778998,11.02640849775289,10.023052380778998,18.052101952375242,25.080601549217004,0,4.0055490228453374]
[40,8358.0670154732416,8632.8110194576384,8766.1458342774731,8866.1482767138368,8908.5738964919674,8904.5333525636379,8907.5637603382147,8822.7127332489599,8730.7917074473062,8602.5079382378117,8458.0647232409065,8379.2785510600334,8294.4327319270851,8210.5978336615044,8120.7035316540969,8050.0008459359588,7923.7475965674921,7710.6366878445724,7495.5117397505292,7248.075190193973,6981.4591393414739,6769.3854357150649,6494.7093940000759,6031.2201598763195,5448.6277060002521,4926.6695399353503,4275.5621370549952,3662.905068997638,3022.0974202989837,2303.7497562979956,1623.9490612261534,1136.9637961806482,880.94756823543594,618.96200533035903,449.73618406200961,310.77669077501207,215.15140531108909,150.7534814279953,86.383928307687412,68.287532720608553,43.162036139125405,32.111095952304076,5.0080536687636448,9.0197967621976929,0,2.001386774925161,2.001386774925161,5.0080536687636448,0,0,3.0032976479526123,1,10.023052380778998,0,12.029855959070284,4.0055490228453374,0,0,0,0,0,13.03338714150617,5.0080536687636448,8.016652840637061,3.0032976479526123,6.010760193776199,11.02640849775289,25.080601549217004,2.001386774925161,5.0080536687636448,10.023052380778998,5.0080536687636448,4.0055490228453374]
[42.5,8358.0670154732416,8352.0065866057757,8467.1554827237906,8526.7507025551404,8566.1443815698294,8570.1847691518105,8535.8415354514236,8441.9033971571134,8337.8656030052189,8227.7687675667239,8153.024964554761,8094.4424620277832,8024.750036810352,7967.1784892025207,7923.7475965674921,7863.1467487419332,7748.0064262944879,7596.5086104564498,7401.5858697160083,7218.7873353151626,7043.0627159190735,6921.8758687367599,6731.0108973087226,6314.9644136458382,5829.2750432404137,5350.69349166148,4740.9179750236162,4063.5943815822534,3399.5031937445578,2554.947271229551,1734.8789607183505,1223.660255039309,927.30775085588652,674.37409234918084,491.03024332244547,339.97393108066609,233.2670906927834,167.85689589015533,106.49547896400243,56.225874000831865,48.186177781824156,23.072229545451361,0,12.029855959070284,12.029855959070284,0,0,2.001386774925161,6.010760193776199,0,6.010760193776199,9.0197967621976929,2.001386774925161,0,9.0197967621976929,0,0,1,0,12.029855959070284,0,7.0136346326260179,0,16.044422974417238,6.010760193776199,3.0032976479526123,9.0197967621976929,13.03338714150617,5.0080536687636448,0,13.03338714150617,2.001386774925161,4.0055490228453374]
[45,8358.0670154732416,8612.6089534808725,8716.6500967279972,8770.186314995819,8806.5507250411702,8804.5304760975287,8758.0648784230852,8643.9221758831627,8539.8819087328302,8453.0143055230255,8384.3289245874257,8331.8051887941601,8316.6541725402749,8283.3220339130767,8242.9196213325777,8205.5475658073647,8078.2818460840344,7951.0181293604774,7782.3463447253953,7640.9476595995202,7561.1595522020289,7512.6811123583821,7398.5560226847447,7097.5974789474249,6707.7843091079922,6260.4360414580915,5710.1306875253758,5032.6722272774732,4262.4400133030322,3224.9222921734067,2132.2650037833255,1475.7182980603359,1090.5939523736934,776.14244147242925,583.70232280039875,409.45294924287418,277.55559808638526,200.05616048375992,120.57587641098782,83.367575300668861,59.241065852707941,32.111095952304076,12.029855959070284,3.0032976479526123,12.029855959070284,5.0080536687636448,4.0055490228453374,0,0,0,1,0,7.0136346326260179,0,3.0032976479526123,0,17.048232921663399,1,9.0197967621976929,0,0,13.03338714150617,0,19.056026783849234,3.0032976479526123,6.010760193776199,12.029855959070284,8.016652840637061,12.029855959070284,4.0055490228453374,4.0055490228453374,1,4.0055490228453374]
[47.5,8358.0670154732416,8422.7118625823059,8506.5488863554638,8543.9222839239119,8560.08380376684,8559.0737078830043,8499.4782620028345,8380.2886255222911,8302.5132489135558,8236.8592764849545,8185.3465254616794,8167.1656317305979,8120.7035316540969,8118.6834463595915,8086.3621500228173,8077.2718086592395,7984.3489074135796,7869.2068125874939,7709.6266974206674,7678.3170599268351,7672.2571448049812,7746.9964309920097,7723.766575375952,7595.4986350793661,7366.2377315799022,7057.2013178106181,6659.3116885138843,6180.6639084802682,5447.6180658986523,4249.3179299077219,2734.5334709900767,1759.0828058157663,1225.6765265172949,872.88517306050676,656.23870772958219,456.78613034538233,309.76993684768291,229.24125736189183,129.62844161748095,80.351331340225968,68.287532720608553,35.124658653290489,14.036995597894803,0,9.0197967621976929,0,5.0080536687636448,2.001386774925161,0,0,4.0055490228453374,0,0,2.001386774925161,0,0,2.001386774925161,1,0,1,0,10.023052380778998,0,10.023052380778998,0,23.072229545451361,2.001386774925161,16.044422974417238,8.016652840637061,0,10.023052380778998,9.0197967621976929,4.0055490228453374]
[50,8358.0670154732416,8399.4800633968953,8486.3471180841552,8517.6598793414105,8516.6497884713681,8502.5085288632981,8440.8933153025137,8335.8454644457488,8255.040324378253,8201.5073537596745,8190.3967808836369,8161.1053428006571,8161.1053428006571,8151.0048712430116,8177.2661232619939,8135.8541873557724,8060.1011917555115,7960.1083277383659,7865.1667695055494,7900.5172166483517,8009.5995894190773,8163.1254386112869,8277.2616594521078,8357.0569436903916,8306.5535103535003,8245.9497954258113,8077.2718086592395,8042.9306113941702,7603.5784418510848,6160.4685944155617,3732.5432681866682,2171.6044442036855,1418.2449879814724,998.86819238794283,761.02744192192483,518.22580671051151,365.14598667045368,252.3907273486665,155.78370551195141,97.444763521530547,76.329849463361882,32.111095952304076,19.056026783849234,15.040675804218308,10.023052380778998,2.001386774925161,0,0,1,0,5.0080536687636448,0,27.089134400918912,2.001386774925161,3.0032976479526123,5.0080536687636448,2.001386774925161,3.0032976479526123,1,0,1,7.0136346326260179,0,4.0055490228453374,6.010760193776199,20.060004479273225,12.029855959070284,5.0080536687636448,1,1,12.029855959070284,7.0136346326260179,4.0055490228453374]
[52.5,8358.0670154732416,8590.3867355876409,8650.9929192204672,8675.2355116071667,8666.1445315210531,8648.9727062490601,8570.1847691518105,8468.1655677128401,8389.3793011539183,8338.8756724683117,8342.9159515428291,8313.6239725967844,8313.6239725967844,8317.6642394332212,8369.1778131298597,8334.8353953494134,8291.4025400842347,8168.1756803224225,8119.6934889440972,8225.7486558359869,8395.4397570427373,8652.0030258829265,8920.6955392583404,9194.4469781071166,9358.0956542671829,9598.5229551976809,9755.1070051350507,10225.884339406874,10345.09752661763,8649.9828126758366,5040.7487145489649,2665.9260725731801,1632.0164410639579,1139.9879829053571,833.58207490892198,590.7540930733503,426.57286170170653,292.65562908951142,197.0372454153181,118.56428573008029,94.428041332223657,46.176455080303917,8.016652840637061,12.029855959070284,17.048232921663399,8.016652840637061,5.0080536687636448,8.016652840637061,1,0,0,7.0136346326260179,8.016652840637061,0,0,0,0,1,1,7.0136346326260179,7.0136346326260179,7.0136346326260179,0,7.0136346326260179,6.010760193776199,6.010760193776199,5.0080536687636448,26.08484865749011,4.0055490228453374,1,12.029855959070284,4.0055490228453374,4.0055490228453374]
[55,8358.0670154732416,8394.4296807576666,8449.9840563391172,8462.1050595844044,8461.094975317812,8423.7219422611834,8340.8958117611892,8247.9699121059803,8155.0450583665061,8155.0450583665061,8137.8742769133878,8148.9847784314425,8140.904412189052,8176.2560735477527,8207.567672576517,8215.6481046189383,8143.9345485914228,8057.0710866812606,8061.1112270331832,8234.8391625254681,8439.8832335686748,8755.0345218977036,9158.0809989773607,9633.8804223129155,10073.333898373327,10579.486763203731,11162.451217142756,12077.877366347244,12965.078451907471,11268.539922024031,6395.7480506914826,3103.8312300802768,1783.2869836248437,1241.8068171737657,904.1273626634927,629.03657407058643,453.76471138662032,307.75643880970762,205.08778640429045,132.64610597383572,93.422488515161888,43.162036139125405,14.036995597894803,15.040675804218308,7.0136346326260179,3.0032976479526123,2.001386774925161,3.0032976479526123,0,0,5.0080536687636448,8.016652840637061,14.036995597894803,0,6.010760193776199,2.001386774925161,0,12.029855959070284,4.0055490228453374,0,0,10.023052380778998,1,9.0197967621976929,0,15.040675804218308,12.029855959070284,23.072229545451361,3.0032976479526123,9.0197967621976929,27.089134400918912,7.0136346326260179,4.0055490228453374]
[57.5,8358.0670154732416,8447.9638908195993,8491.3975556524674,8511.5993359165241,8504.5287073696891,8449.9840563391172,8367.1576670047634,8268.171106073165,8207.567672576517,8204.5375126090876,8204.5375126090876,8227.7687675667239,8207.567672576517,8261.1006825697732,8283.3220339130767,8314.634039122031,8267.161045202758,8197.4671437002889,8292.4126039089515,8506.5488863554638,8770.186314995819,9165.1521503054628,9679.3402133106083,10331.963802841186,11060.40493706326,11845.477633201872,12876.153441473813,14190.889234884431,15886.783786138196,14283.865304819885,8097.4725811075814,3671.9882378958309,1994.0784495437802,1321.4531449723431,996.85233341219282,701.57807892996118,492.03746007824526,338.96708669873658,222.19621974660973,147.73542711369169,99.455963666700598,43.162036139125405,25.080601549217004,12.029855959070284,11.02640849775289,3.0032976479526123,0,0,0,0,11.02640849775289,2.001386774925161,21.064032395764698,0,15.040675804218308,15.040675804218308,6.010760193776199,0,0,7.0136346326260179,0,19.056026783849234,4.0055490228453374,6.010760193776199,3.0032976479526123,3.0032976479526123,10.023052380778998,11.02640849775289,6.010760193776199,0,21.064032395764698,1,4.0055490228453374]
[60,8358.0670154732416,8588.3665368064576,8617.6594655413355,8652.0030258829265,8604.5281403389763,8528.7708868068185,8455.0344722485461,8365.1375213669126,8324.7347111140825,8324.7347111140825,8313.6239725967844,8341.905881590912,8327.7649150998295,8377.2584025004344,8405.5405265681875,8467.1554827237906,8403.5203716925607,8376.2483284031186,8512.6094261880662,8787.3583787847456,9095.4510400802901,9601.5535901445601,10194.565850361916,10990.690691909942,11959.656068820823,13016.614816657793,14373.810121777393,15893.858828641623,18449.155466543212,16863.16881183664,9626.8089185036788,4175.6331401774632,2146.3867714572339,1429.3361502014563,1049.2659668965161,745.91274228889881,533.33507413241443,368.16675228114894,243.33197514986256,159.80800188016397,110.51826994484387,54.215835334169334,28.093457349309364,6.010760193776199,13.03338714150617,12.029855959070284,2.001386774925161,12.029855959070284,0,0,11.02640849775289,13.03338714150617,11.02640849775289,4.0055490228453374,12.029855959070284,2.001386774925161,6.010760193776199,0,4.0055490228453374,2.001386774925161,0,13.03338714150617,1,29.097816174642574,15.040675804218308,3.0032976479526123,10.023052380778998,16.044422974417238,9.0197967621976929,9.0197967621976929,23.072229545451361,4.0055490228453374,4.0055490228453374]
[62.5,8358.0670154732416,8466.145397855089,8489.3773802649594,8496.4479962216519,8455.0344722485461,8391.3994526310489,8302.5132489135558,8203.5274595350529,8164.1354867038681,8172.2158759373824,8594.4271345737652,8177.2661232619939,8175.2460239581487,8236.8592764849545,8259.0805626789497,8332.815257523589,8274.2314738837158,8294.4327319270851,8465.1353131067935,8764.1255946159308,9162.1216562115151,9692.4730815747134,10392.581128324657,11266.51917543651,12388.087435277717,13608.792182500438,15197.487815290158,16963.236363313536,19952.380413693048,18122.64699601438,10162.237188297486,4312.9099398385797,2151.4302824384849,1415.2201405678286,1055.3138646951068,733.8212025910484,527.29131516049324,363.13215678677932,240.31246534296974,159.80800188016397,104.48414005107793,48.186177781824156,28.093457349309364,0,4.0055490228453374,9.0197967621976929,0,6.010760193776199,0,0,8.016652840637061,2.001386774925161,0,0,9.0197967621976929,2.001386774925161,0,0,0,1,1,1,2.001386774925161,8.016652840637061,0,20.060004479273225,7.0136346326260179,19.056026783849234,3.0032976479526123,6.010760193776199,17.048232921663399,1,4.0055490228453374]
[65,8358.0670154732416,8378.268476719406,8399.4800633968953,8382.3087748116614,8345.9461621315077,8274.2314738837158,8170.1957778804126,8086.3621500228173,8058.0811215795557,8085.3521115891772,8067.1714413535683,8062.1212624372638,8067.1714413535683,8107.5729862188555,8159.0852474895855,8238.8793909393826,8209.5877798423553,8266.1509844556185,8471.1958234021531,8511.5993359165241,9256.0674371315617,9859.1610230731167,10641.115833733886,11559.531178191703,12789.250046735629,14159.560478631287,15819.065681625696,17816.361108573768,21189.821063281554,19400.409285476067,10883.594307308083,4541.0412702664644,2180.6828781869804,1424.2947021300658,1043.2181039227637,724.7526782608445,519.23307765386471,360.11143289997989,225.21549466265694,147.73542711369169,98.450358463414005,54.215835334169334,13.03338714150617,6.010760193776199,7.0136346326260179,3.0032976479526123,2.001386774925161,15.040675804218308,11.02640849775289,0,13.03338714150617,16.044422974417238,18.052101952375242,0,15.040675804218308,4.0055490228453374,3.0032976479526123,0,1,1,0,4.0055490228453374,5.0080536687636448,8.016652840637061,6.010760193776199,3.0032976479526123,2.001386774925161,7.0136346326260179,8.016652840637061,11.02640849775289,11.02640849775289,0,4.0055490228453374]
[67.5,8358.0670154732416,8527.7607946212283,8543.9222839239119,8531.8011640805889,8472.2059088725873,8391.3994526310489,8284.3320967539876,8206.5576191298387,8189.3867295502996,8173.2259251529485,8175.2460239581487,8165.1455349212947,8175.2460239581487,8191.4068323413931,8269.1811670668267,8321.7045082302684,8297.4629248758301,8406.5506041878689,8626.7503947005753,9024.7403141213636,9525.7880039482861,10169.309074356097,10992.711388464799,11969.760407760417,13267.225912775584,14762.903684170018,16382.044284238616,18631.113162892645,22245.342389424768,20466.960654727733,11494.865815613945,4748.993980858475,2242.2154736447596,1430.3444419494335,1045.2340543655314,724.7526782608445,519.23307765386471,357.09073432669908,248.36457445281798,144.71743439597881,109.51255827368547,48.186177781824156,25.080601549217004,9.0197967621976929,13.03338714150617,7.0136346326260179,0,0,0,0,10.023052380778998,5.0080536687636448,13.03338714150617,2.001386774925161,3.0032976479526123,0,7.0136346326260179,17.048232921663399,7.0136346326260179,4.0055490228453374,0,13.03338714150617,6.010760193776199,14.036995597894803,6.010760193776199,3.0032976479526123,10.023052380778998,9.0197967621976929,8.016652840637061,3.0032976479526123,14.036995597894803,1,4.0055490228453374]
[70,8358.0670154732416,8499.4782620028345,8488.3672927512689,8467.1554827237906,8419.6816242718451,8314.634039122031,8204.5375126090876,8124.7437037489954,8095.4525015951531,8082.321997044648,8078.2818460840344,8073.2316602219908,8090.4023050175183,8080.301921312077,8133.8340982992459,8175.2460239581487,8174.2359744932064,8357.0569436903916,8589.3766361377238,9003.5272040653654,9536.9002523649651,10210.730219820982,11042.21856980747,12060.699840809033,13401.628172338953,14970.087570659873,16414.388352266091,18877.769760193547,22514.285994716709,20754.079826919246,11664.613162261152,4786.3456859491471,2242.2154736447596,1385.9802839602717,1012.9793185616809,698.55536095230354,493.044678893796,345.0081974980904,231.25416527541577,156.78976997111801,95.433604846914434,59.241065852707941,13.03338714150617,6.010760193776199,6.010760193776199,13.03338714150617,0,13.03338714150617,17.048232921663399,0,13.03338714150617,2.001386774925161,10.023052380778998,5.0080536687636448,20.060004479273225,5.0080536687636448,7.0136346326260179,5.0080536687636448,0,7.0136346326260179,4.0055490228453374,7.0136346326260179,0,5.0080536687636448,12.029855959070284,3.0032976479526123,2.001386774925161,9.0197967621976929,5.0080536687636448,0,8.016652840637061,1,4.0055490228453374]
[72.5,8358.0670154732416,8337.8656030052189,8318.6743064487255,8308.5736418097331,8249.9900292804396,8157.0651526781603,8045.9607111521282,7960.1083277383659,7934.8578023313448,7915.6674566946203,7928.7976881685918,7923.7475965674921,7910.6173734577978,7892.4371004875184,7925.7676328221969,7959.0983051840467,8000.5093347227503,8201.5073537596745,8447.9638908195993,8886.3509275644119,10014.738976329818,10122.836770352171,10971.494093159326,11981.88562573518,13330.889972276182,14942.799772173141,16041.424715911311,18674.581098157727,22203.888963767258,20572.102422802618,11556.499981232144,4724.766004607689,2131.2563096602794,1310.3628557868033,974.67815528855704,654.22369565013753,470.88634737729012,318.83083861221496,213.13864318787526,139.68758692140284,89.400386559498514,48.186177781824156,10.023052380778998,0,1,6.010760193776199,3.0032976479526123,4.0055490228453374,0,0,7.0136346326260179,11.02640849775289,15.040675804218308,2.001386774925161,0,5.0080536687636448,6.010760193776199,14.036995597894803,1,0,3.0032976479526123,4.0055490228453374,0,5.0080536687636448,0,6.010760193776199,2.001386774925161,6.010760193776199,3.0032976479526123,0,16.044422974417238,1,4.0055490228453374]
[75,8358.0670154732416,8344.9360918131388,8304.5333793880764,8276.2515974728194,8217.6682138704,8112.6231934894067,7999.4993070598684,7919.7075256016151,7893.4471145558446,7891.4270865482849,7910.6173734577978,7882.3369669086733,7858.0966991012838,7780.3263453267236,7819.7164279372228,7862.1367385545327,7920.7175431501064,8116.6633615672254,8372.2080332308615,8863.1178830501813,9442.9516521348669,10149.103698663272,10979.576867494294,12017.250914798569,13372.322301230097,15015.567345184785,15675.544687613745,18478.470752485806,21684.211162042866,19929.128571884783,11043.228922759339,4499.6537455627913,2017.2770012866408,1237.7742247795727,910.1743638225912,618.96200533035903,426.57286170170653,309.76993684768291,186.97453299484269,136.66976487929523,97.444763521530547,47.181305740243346,21.064032395764698,12.029855959070284,10.023052380778998,13.03338714150617,0,16.044422974417238,10.023052380778998,0,7.0136346326260179,0,12.029855959070284,3.0032976479526123,0,5.0080536687636448,4.0055490228453374,0,10.023052380778998,0,0,1,5.0080536687636448,2.001386774925161,3.0032976479526123,0,2.001386774925161,8.016652840637061,0,2.001386774925161,7.0136346326260179,0,4.0055490228453374]
[77.5,8358.0670154732416,8318.6743064487255,8293.4226678565647,8256.0503837682554,8202.5174065852298,8083.3320351000866,7970.2085603205096,7901.5272317490926,7890.4170727382216,7886.3770187896616,7870.2168236817906,7823.7564476347688,7779.316345823856,7709.6266974206674,7730.8365240540679,7748.0064262944879,7823.7564476347688,8005.5594749476259,8281.3019086004297,8772.206556052377,9358.0956542671829,10049.0876823242,10856.315207357438,11853.561026232372,13216.699098580004,14787.159209338635,15024.663316616765,17674.844648035105,20534.696155190199,18793.865718156376,10351.15925090314,4218.0269715596451,1891.2012092550665,1153.0928843885954,836.60532551321876,569.59903862060082,406.43186161691915,277.55559808638526,177.91855373764352,133.65200941145397,88.394889005535376,39.143140946941287,15.040675804218308,12.029855959070284,21.064032395764698,7.0136346326260179,2.001386774925161,13.03338714150617,0,0,3.0032976479526123,0,7.0136346326260179,0,6.010760193776199,0,1,0,0,4.0055490228453374,0,8.016652840637061,0,2.001386774925161,0,0,5.0080536687636448,11.02640849775289,0,0,19.056026783849234,6.010760193776199,4.0055490228453374]
[80,8358.0670154732416,8357.0569436903916,8303.5233140894452,8243.9296792400419,8199.4872484813804,8091.4123440811736,7981.3188309288989,7918.6975081818046,7898.4971868338544,7880.3169417438476,7852.0366438123792,7788.4063460636307,7728.8165380581086,7677.3070737412936,7672.2571448049812,7686.3969541875585,7732.8565105772959,7914.6574397897029,8176.2560735477527,8658.0636683311495,9202.5283263363453,9879.3658143098928,10662.332481610945,11594.895201337749,12914.55280278081,14326.311103210193,14110.040972943412,16355.764775934511,18707.940279831677,17008.721809143342,9358.0956542671829,3843.5633615794063,1762.1083099403497,1077.4897847078546,789.24234583746443,528.29860353797324,363.13215678677932,259.43664870738462,171.8814886853159,119.57007684445347,117.55850313942643,41.152539512670401,21.064032395764698,20.060004479273225,0,8.016652840637061,2.001386774925161,16.044422974417238,4.0055490228453374,0,3.0032976479526123,5.0080536687636448,7.0136346326260179,2.001386774925161,9.0197967621976929,0,13.03338714150617,2.001386774925161,4.0055490228453374,0,0,5.0080536687636448,0,7.0136346326260179,6.010760193776199,0,0,7.0136346326260179,5.0080536687636448,0,7.0136346326260179,3.0032976479526123,4.0055490228453374]
[82.5,8358.0670154732416,8441.9033971571134,8382.3087748116614,8361.09723155344,8296.4528604367315,8203.5274595350529,8121.7135744895968,8041.920578394931,8004.5494466479831,7968.1885127806072,7930.8177257088846,7864.1567590589475,7787.3963455133762,7732.8565105772959,7712.6566690888512,7727.8065452578976,7767.1963620121278,7932.8377637631811,8193.426935630172,8624.7301873932938,9164.1419854962442,9753.0865497032464,10480.47687713101,11349.370081685698,12610.392595289275,13803.832399137136,13113.624996771898,14691.147988897435,16327.463814167755,14525.403780523553,7845.9765931958345,3278.4056344392393,1563.4450025815011,980.72560891008311,724.7526782608445,490.02302863061311,334.93973913680242,245.34500251247366,168.86303514077807,122.58750062023773,82.362148335243674,47.181305740243346,32.111095952304076,15.040675804218308,18.052101952375242,7.0136346326260179,9.0197967621976929,14.036995597894803,4.0055490228453374,5.0080536687636448,15.040675804218308,5.0080536687636448,7.0136346326260179,6.010760193776199,0,0,2.001386774925161,0,0,0,3.0032976479526123,8.016652840637061,5.0080536687636448,4.0055490228453374,3.0032976479526123,6.010760193776199,3.0032976479526123,7.0136346326260179,0,5.0080536687636448,15.040675804218308,3.0032976479526123,4.0055490228453374]
[85,8358.0670154732416,8498.468173289175,8424.7320220610236,8422.7118625823059,8413.6211509197765,8320.6944408472391,8185.3465254616794,8109.5930687500668,8062.1212624372638,8026.7700986227073,7957.0782604595597,7916.677473728284,7845.9765931958345,7758.106386550392,7737.9064791912797,7721.7465912265434,7753.0564047794196,7903.5472623375135,8111.6131517839722,8496.4479962216519,8941.9084536802966,9457.094392693034,10096.569910130787,10868.439243336232,11967.739539290564,12769.040039337327,11586.811986535626,12285.020027174127,13105.540787639437,11321.079460176332,6264.4751639180504,2753.7034944976781,1369.8482122539233,886.99441302859464,654.22369565013753,428.5870147208546,305.7429539319009,222.19621974660973,145.72342504642882,122.58750062023773,90.405895411488231,58.235984471133037,21.064032395764698,15.040675804218308,15.040675804218308,17.048232921663399,2.001386774925161,14.036995597894803,1,0,9.0197967621976929,3.0032976479526123,29.097816174642574,7.0136346326260179,9.0197967621976929,3.0032976479526123,7.0136346326260179,6.010760193776199,0,0,0,10.023052380778998,3.0032976479526123,6.010760193776199,6.010760193776199,15.040675804218308,3.0032976479526123,4.0055490228453374,0,0,15.040675804218308,3.0032976479526123,4.0055490228453374]
[87.5,8358.0670154732416,8355.0368004905595,8325.7447789869166,8340.8958117611892,8322.7145757357521,8188.3766783414239,8035.8603830613383,7944.9580028757036,7918.6975081818046,7857.0866895621557,7810.6263912432451,7767.1963620121278,7670.2371741600828,7599.538537392491,7543.9900691424318,7547.0199750835736,7567.219379056206,7666.1972344647302,7839.9165472552686,8162.1153906435402,8513.6195165793233,8905.5434883740327,9407.5948933856944,10043.026137438026,10918.956205177052,11218.02136610834,9629.8395623581437,9492.4513364584,9562.1554104841871,8068.1814775158982,4592.523838723745,2191.7787932036431,1145.0283119130809,773.11941785205272,580.68016153438612,373.20141655675388,256.41694440954058,192.00582334211265,128.62256901424442,96.439178946735424,73.313876394686872,32.111095952304076,12.029855959070284,15.040675804218308,15.040675804218308,20.060004479273225,1,14.036995597894803,4.0055490228453374,6.010760193776199,6.010760193776199,3.0032976479526123,7.0136346326260179,0,0,3.0032976479526123,8.016652840637061,2.001386774925161,0,0,0,14.036995597894803,0,0,6.010760193776199,3.0032976479526123,9.0197967621976929,2.001386774925161,0,4.0055490228453374,9.0197967621976929,0,4.0055490228453374]
[90,8358.0670154732416,8345.9461621315077,8334.8353953494134,8328.7749833398575,8264.1308633312728,8103.5328226649963,7983.3388817910218,7909.6073571968573,7845.9765931958345,7801.5363651177258,7736.8964852050121,7696.4968339445595,7599.538537392491,7479.3523661260888,7444.0038580225,7434.9142687249805,7434.9142687249805,7550.0498822399131,7687.4069415669373,7935.867821808095,8199.4872484813804,8501.4984397899152,8874.2293315413244,9351.0243557129124,10021.810759132648,9922.8062551465027,7977.2787307370609,7075.3795618146705,6679.5085710724561,5256.7994827273351,3324.8258461572464,1714.7093472969634,992.82062768624883,674.37409234918084,522.25490218132211,340.98077844143347,239.30597047327453,183.95582347890559,113.53545948863409,99.455963666700598,78.340564620239888,38.138479987815508,35.124658653290489,9.0197967621976929,17.048232921663399,29.097816174642574,7.0136346326260179,9.0197967621976929,4.0055490228453374,0,9.0197967621976929,3.0032976479526123,9.0197967621976929,1,12.029855959070284,3.0032976479526123,4.0055490228453374,1,0,0,0,1,0,3.0032976479526123,0,0,9.0197967621976929,3.0032976479526123,0,0,3.0032976479526123,6.010760193776199,4.0055490228453374]
[92.5,8358.0670154732416,8440.8933153025137,8388.3692255975675,8358.0670154732416,8279.2817837800521,8140.904412189052,8020.7099147097924,7941.9279413647864,7866.1767800817206,7839.9165472552686,7754.0664008708081,7689.4269167233806,7584.3889147901027,7452.0835022624005,7414.7152211627008,7403.6057684252391,7422.7948335994688,7514.7010411264118,7619.7380811173252,7818.7064233385827,8006.5695033745815,8211.6078876047977,8492.4076435263032,8879.2799945420775,9366.1771448652798,8885.3407939312674,6653.2526356705985,5300.2126352523246,4629.8742986564594,3698.2286294925589,2381.4265181011756,1369.8482122539233,860.79172000305243,609.89503345385992,472.90069882800782,294.66902626557766,219.17698581717505,157.79584087948061,116.55272914527278,90.405895411488231,72.308579335641099,43.162036139125405,17.048232921663399,9.0197967621976929,14.036995597894803,23.072229545451361,4.0055490228453374,23.072229545451361,7.0136346326260179,0,17.048232921663399,6.010760193776199,3.0032976479526123,6.010760193776199,9.0197967621976929,3.0032976479526123,9.0197967621976929,1,0,0,0,10.023052380778998,0,8.016652840637061,0,0,12.029855959070284,1,0,4.0055490228453374,26.08484865749011,0,4.0055490228453374]
[95,8358.0670154732416,8487.35720535767,8417.6614660034484,8372.2080332308615,8302.5132489135558,8164.1354867038681,8065.1513694079467,7951.0181293604774,7874.2568693536759,7842.9465696408333,7766.1863642135695,7675.2871017684447,7552.0698210190085,7449.0536346463705,7387.4465941789013,7388.4565415355992,7402.5958190017973,7508.6412564501452,7587.4188368940559,7742.9564510977207,7824.7664528848436,7974.2486569345565,8210.5978336615044,8536.8516285927071,8870.1888032082315,8090.4023050175183,5733.3535466528538,4141.3146390245611,3391.4298873220487,2638.6853863895117,1779.2529310778141,1123.8590801752944,765.05807938825171,540.38621268984684,419.52340124922512,282.58885271036019,196.03095062626178,139.68758692140284,113.53545948863409,93.422488515161888,72.308579335641099,40.147827669756929,26.08484865749011,23.072229545451361,11.02640849775289,7.0136346326260179,11.02640849775289,27.089134400918912,15.040675804218308,4.0055490228453374,17.048232921663399,3.0032976479526123,7.0136346326260179,3.0032976479526123,15.040675804218308,0,3.0032976479526123,1,2.001386774925161,2.001386774925161,0,0,0,4.0055490228453374,20.060004479273225,9.0197967621976929,0,2.001386774925161,0,0,14.036995597894803,0,4.0055490228453374]
[97.5,8358.0670154732416,8567.1544782868914,8488.3672927512689,8457.0546394562607,8396.4498334492109,8252.0101469490546,8111.6131517839722,8012.6296766087535,7953.0381725476445,7883.3469796850186,7798.5063587598852,7680.337032696053,7558.1296405941102,7455.1133711090597,7418.7550262822797,7426.8346431131331,7449.0536346463705,7523.7907272927041,7556.1097001962607,7657.1073779281742,7695.4868453727404,7824.7664528848436,8022.7299755060112,8308.5736418097331,8544.9323780199538,7446.0237682615125,5075.0739294269679,3391.4298873220487,2647.765584044253,2006.1820083163216,1422.2781278895166,948.4729591018255,680.41932948416354,494.05189976489993,387.29883465531185,250.37764281601082,181.94337791178063,124.59915780868042,87.389402877861457,84.37301438003783,57.230920419256371,34.120107905260866,23.072229545451361,12.029855959070284,14.036995597894803,24.076394620737908,7.0136346326260179,7.0136346326260179,18.052101952375242,3.0032976479526123,11.02640849775289,9.0197967621976929,14.036995597894803,0,9.0197967621976929,0,9.0197967621976929,1,6.010760193776199,0,0,7.0136346326260179,3.0032976479526123,5.0080536687636448,0,0,9.0197967621976929,1,0,0,17.048232921663399,0,4.0055490228453374]
[100,8358.0670154732416,8326.7548469821722,8252.0101469490546,8217.6682138704,8179.2862230644087,8029.8001922934436,7888.3970455055478,7783.3563446211747,7695.4868453727404,7628.8278932545991,7507.6312928123216,7410.67541824198,7305.6413180388317,7219.7972593721333,7187.479759657308,7181.4202446021509,7179.4004073852911,7236.9659899173466,7254.1347611524943,7294.5320298989564,7314.7307481616972,7425.8246905288588,7597.5185859676876,7827.7964694164357,7935.867821808095,6692.6365774629667,4398.7101654194566,2806.1695010255689,2093.9349643022947,1581.5959786041019,1147.0444497278606,802.34246743205267,583.70232280039875,441.67923788731963,352.05629353891283,212.13226923574965,158.80191819600202,119.57007684445347,90.405895411488231,73.313876394686872,57.230920419256371,43.162036139125405,20.060004479273225,15.040675804218308,17.048232921663399,8.016652840637061,8.016652840637061,13.03338714150617,5.0080536687636448,7.0136346326260179,17.048232921663399,18.052101952375242,11.02640849775289,10.023052380778998,9.0197967621976929,3.0032976479526123,2.001386774925161,2.001386774925161,5.0080536687636448,0,0,9.0197967621976929,10.023052380778998,5.0080536687636448,6.010760193776199,6.010760193776199,6.010760193776199,1,0,0,15.040675804218308,8.016652840637061,4.0055490228453374]
[102.5,8358.0670154732416,8304.5333793880764,8217.6682138704,8179.2862230644087,8126.7637905491492,7980.3088056893621,7850.0166264208747,7730.8365240540679,7651.0474795585133,7537.9302609077231,7449.0536346463705,7339.9792243294705,7250.0950466180375,7164.251646364879,7124.8650176404044,7136.983957213376,7119.8154655607641,7143.0434347113023,7136.983957213376,7174.3508168271082,7162.2318139784575,7238.9858432466945,7421.7848815642155,7579.3390473042664,7581.3589938953828,6287.7001685005162,3959.6332472652089,2433.8849891715854,1772.1933611192419,1332.5435271419701,997.86026239152636,702.58565448312538,539.37890152609612,412.47405913757262,313.79697206375391,212.13226923574965,150.7534814279953,110.51826994484387,84.37301438003783,67.282307497705418,60.246164270520133,28.093457349309364,5.0080536687636448,23.072229545451361,31.106636592896205,27.089134400918912,5.0080536687636448,16.044422974417238,7.0136346326260179,1,17.048232921663399,12.029855959070284,14.036995597894803,7.0136346326260179,9.0197967621976929,7.0136346326260179,4.0055490228453374,0,2.001386774925161,0,0,6.010760193776199,1,1,3.0032976479526123,6.010760193776199,6.010760193776199,0,2.001386774925161,0,7.0136346326260179,5.0080536687636448,4.0055490228453374]
[105,8358.0670154732416,8301.5031838604336,8235.8492194433384,8202.5174065852298,8126.7637905491492,7985.3589331637841,7837.8965329814755,7718.7166159922681,7615.6981680882545,7532.880424429547,7425.8246905288588,7343.0090473060773,7256.1546192625674,7181.4202446021509,7142.0335214382631,7141.0236083078753,7096.5875721142438,7096.5875721142438,7067.3003364900133,7068.3102391512202,7059.2211203921697,7145.0632616852981,7263.2241270702061,7383.4068061316493,7271.303572981491,5882.7898282712295,3596.2958549198647,2159.4999245649819,1558.4031020534044,1180.3112302208708,871.87737888041204,647.1712023231205,504.12422061952947,383.27094777186403,315.81050907438771,206.09412648536997,138.68163893346625,101.46720444534975,84.37301438003783,64.266722767294254,68.287532720608553,43.162036139125405,22.068108142325048,12.029855959070284,25.080601549217004,25.080601549217004,7.0136346326260179,7.0136346326260179,9.0197967621976929,0,14.036995597894803,13.03338714150617,10.023052380778998,0,0,3.0032976479526123,10.023052380778998,1,2.001386774925161,2.001386774925161,2.001386774925161,18.052101952375242,8.016652840637061,1,0,0,15.040675804218308,3.0032976479526123,10.023052380778998,0,7.0136346326260179,0,4.0055490228453374]
[107.5,8358.0670154732416,8290.3924763824707,8221.7084338614823,8184.3364747507494,8117.6734039006287,7962.1283732310831,7817.6964188703159,7695.4868453727404,7577.3191012509369,7485.4121271520416,7404.6157179863039,7321.8003127255379,7244.0354790329729,7166.2714793201894,7114.7659170588122,7105.6767387791588,7040.0330192007277,7031.9538343212953,6976.4096898666467,6960.2514760955237,6939.0438774039894,7009.7361237492969,7104.6668307981026,7178.3904889897294,6969.3404667363175,5583.9211564455045,3345.0087493901683,1948.6907614674124,1376.9059704032798,1051.2819289698355,804.357889807883,596.79853456367937,471.89352202889989,374.20835758368617,295.67573001326275,188.98703310439885,136.66976487929523,92.416946510646028,63.261558950597731,59.241065852707941,62.256411089425562,39.143140946941287,13.03338714150617,6.010760193776199,16.044422974417238,13.03338714150617,11.02640849775289,16.044422974417238,9.0197967621976929,1,13.03338714150617,16.044422974417238,20.060004479273225,5.0080536687636448,6.010760193776199,0,0,0,0,9.0197967621976929,0,9.0197967621976929,11.02640849775289,4.0055490228453374,3.0032976479526123,3.0032976479526123,1,6.010760193776199,0,7.0136346326260179,13.03338714150617,0,4.0055490228453374]
[110,8358.0670154732416,8328.7749833398575,8275.2415356166894,8199.4872484813804,8143.9345485914228,7994.4491706567624,7852.0366438123792,7712.6566690888512,7612.6682347213637,7520.7608306843331,7425.8246905288588,7368.2576206304957,7273.3234358610207,7183.4400823865499,7134.9641325226239,7105.6767387791588,7010.7460181598781,6988.5283747350104,6928.9450436305042,6895.6189966207176,6886.530102601313,6946.1130697829949,7015.7954923923598,6984.4888107777733,6728.9911908044578,5390.0688901846916,3163.3670903621028,1802.448857371257,1262.9781408969488,968.63073915137215,739.86694776308775,553.48142726268577,462.82902802857438,357.09073432669908,271.5158130503724,200.05616048375992,136.66976487929523,92.416946510646028,69.292772726876819,76.329849463361882,56.225874000831865,28.093457349309364,13.03338714150617,20.060004479273225,22.068108142325048,22.068108142325048,14.036995597894803,11.02640849775289,6.010760193776199,0,16.044422974417238,7.0136346326260179,28.093457349309364,1,15.040675804218308,6.010760193776199,11.02640849775289,0,5.0080536687636448,2.001386774925161,0,6.010760193776199,1,3.0032976479526123,3.0032976479526123,0,13.03338714150617,8.016652840637061,14.036995597894803,0,10.023052380778998,2.001386774925161,4.0055490228453374]
[112.5,8358.0670154732416,8458.0647232409065,8389.3793011539183,8322.7145757357521,8253.0202059686217,8122.7236174506024,7963.1383961694319,7847.9966095486507,7732.8565105772959,7653.0674451491586,7527.8305913332479,7459.1531981514299,7398.5560226847447,7291.5022269749697,7219.7972593721333,7187.479759657308,7074.3696581448503,7029.9340395499557,6953.182269349265,6932.9845753766031,6932.9845753766031,6930.9648092095467,6940.0537615892554,6885.5202262274925,6582.5640944609086,5296.1741874287973,3107.8675237841871,1722.7771643791923,1180.3112302208708,885.98660269562492,698.55536095230354,535.34967569936532,439.66502418123878,351.04941397916343,294.66902626557766,185.96829104052892,139.68758692140284,101.46720444534975,69.292772726876819,65.271902290436884,56.225874000831865,25.080601549217004,14.036995597894803,15.040675804218308,16.044422974417238,11.02640849775289,7.0136346326260179,25.080601549217004,18.052101952375242,7.0136346326260179,7.0136346326260179,42.157275863478645,22.068108142325048,8.016652840637061,17.048232921663399,10.023052380778998,8.016652840637061,6.010760193776199,4.0055490228453374,11.02640849775289,0,12.029855959070284,26.08484865749011,0,9.0197967621976929,9.0197967621976929,13.03338714150617,0,0,6.010760193776199,6.010760193776199,2.001386774925161,4.0055490228453374]
[115,8358.0670154732416,8408.5707597909914,8337.8656030052189,8272.2113507873255,8407.5606819288223,8093.4324225863265,7942.9379617401246,7815.6764103248361,7706.5967269420789,7603.5784418510848,7483.3922062653464,7414.7152211627008,7336.949402602293,7244.0354790329729,7154.1524901248204,7094.5677588786157,6974.3899110988677,6918.8462245611727,6844.1154225497612,6818.8687137530478,6803.7207332762155,6781.5037562099087,6710.8138595402152,6595.6919093015831,6260.4360414580915,5011.4715098488223,2938.3477832680401,1608.8228320984331,1063.3777822545951,812.4196296344146,637.09634525057652,485.99419058790693,419.52340124922512,346.01505962239901,276.5489580510407,182.94959793098093,137.67569823504508,101.46720444534975,75.324511642000047,65.271902290436884,47.181305740243346,30.102209640499385,13.03338714150617,12.029855959070284,19.056026783849234,29.097816174642574,10.023052380778998,20.060004479273225,12.029855959070284,5.0080536687636448,19.056026783849234,19.056026783849234,17.048232921663399,10.023052380778998,12.029855959070284,10.023052380778998,11.02640849775289,0,10.023052380778998,8.016652840637061,0,10.023052380778998,7.0136346326260179,3.0032976479526123,15.040675804218308,6.010760193776199,10.023052380778998,19.056026783849234,0,0,15.040675804218308,0,4.0055490228453374]
[117.5,8358.0670154732416,8249.9900292804396,8177.2661232619939,8102.5227820909213,8059.0911566043042,7940.9179211177661,7807.5963813598573,7660.1373289098865,7554.089760337838,7451.0735462536213,7349.0686970054585,7253.1248323081327,7175.3607346547778,7079.4191779337689,6998.627294830495,6921.8758687367599,6789.5826485607722,6710.8138595402152,6648.2034291785112,6891.5794866892038,6578.5247720771622,6527.0236293963999,6393.7284472880528,6238.2209145084898,5890.8675740258614,4750.0034825530074,2827.3579748051861,1515.04343577995,969.63863922794894,732.81358322238805,592.76890006969472,458.80042075130535,407.43888834111851,310.77669077501207,261.44980443871583,173.89382052669683,131.64021015674211,89.400386559498514,54.215835334169334,68.287532720608553,52.205871129025049,33.11558670666593,8.016652840637061,9.0197967621976929,16.044422974417238,40.147827669756929,5.0080536687636448,35.124658653290489,10.023052380778998,9.0197967621976929,13.03338714150617,25.080601549217004,14.036995597894803,11.02640849775289,0,4.0055490228453374,11.02640849775289,0,5.0080536687636448,2.001386774925161,0,5.0080536687636448,5.0080536687636448,12.029855959070284,6.010760193776199,3.0032976479526123,16.044422974417238,11.02640849775289,3.0032976479526123,12.029855959070284,9.0197967621976929,0,4.0055490228453374]
[120,8358.0670154732416,8459.0748071460494,8397.4599099770658,8333.8253263753486,8273.221412273926,8169.1857290390481,8026.7700986227073,7876.2768929662298,7758.106386550392,7643.9776041876694,7521.7707960849948,7428.8545486932308,7346.0388715315812,7236.9659899173466,7141.0236083078753,7053.1617143802077,6920.8659871976806,6824.927915360835,6731.0108973087226,6692.6365774629667,6604.7804117932392,6517.9352345029783,6361.4148796431136,6156.4295395322897,5753.5474135962277,4671.2629976422304,2853.5915429475376,1508.9933475480118,940.40996641309926,709.63872365870475,580.68016153438612,467.86483635338556,393.34074331293886,319.83762149017559,270.50919518025506,179.93095458195256,134.65792041235557,92.416946510646028,69.292772726876819,68.287532720608553,67.282307497705418,22.068108142325048,18.052101952375242,15.040675804218308,15.040675804218308,20.060004479273225,19.056026783849234,35.124658653290489,15.040675804218308,7.0136346326260179,39.143140946941287,14.036995597894803,31.106636592896205,5.0080536687636448,12.029855959070284,16.044422974417238,12.029855959070284,6.010760193776199,5.0080536687636448,4.0055490228453374,0,14.036995597894803,7.0136346326260179,3.0032976479526123,6.010760193776199,3.0032976479526123,14.036995597894803,5.0080536687636448,3.0032976479526123,0,23.072229545451361,7.0136346326260179,4.0055490228453374]
[122.5,8358.0670154732416,8473.2159944633186,8403.5203716925607,8333.8253263753486,8279.2817837800521,8175.2460239581487,8035.8603830613383,7882.3369669086733,7758.106386550392,7643.9776041876694,7497.5316639021994,7404.6157179863039,7327.8599449223257,7207.678180008752,7102.6470152662641,7003.6767603388189,6847.1450338642753,6737.0700204533805,6651.2329526142394,6580.5444329594202,6472.4934502877049,6339.1993969560863,6173.5955410479055,5901.9744925031364,5507.1871505634608,4500.66319287431,2812.223334420547,1491.8515628113962,893.04129900390069,671.35149405270056,545.42279657635379,452.75757619336599,395.35473353973106,308.76318618903616,275.54232167620648,167.85689589015533,132.64610597383572,106.49547896400243,74.319187225450264,62.256411089425562,46.176455080303917,33.11558670666593,18.052101952375242,9.0197967621976929,10.023052380778998,32.111095952304076,8.016652840637061,26.08484865749011,16.044422974417238,2.001386774925161,10.023052380778998,22.068108142325048,19.056026783849234,13.03338714150617,20.060004479273225,17.048232921663399,23.072229545451361,0,0,5.0080536687636448,0,19.056026783849234,5.0080536687636448,8.016652840637061,17.048232921663399,3.0032976479526123,22.068108142325048,2.001386774925161,8.016652840637061,3.0032976479526123,3.0032976479526123,5.0080536687636448,4.0055490228453374]
[125,8358.0670154732416,8210.5978336615044,8145.9546401521047,8076.261771360626,8006.5695033745815,7911.6273898475765,7795.476353578124,7651.0474795585133,7509.6512202236863,7398.5560226847447,7260.1943371676698,7164.251646364879,7078.4092736880539,6981.4591393414739,6842.0956824176874,6738.0798748402394,6580.5444329594202,6482.5915970928572,6379.591241319783,6287.7001685005162,6159.4588304466606,5992.8500608866461,5804.0323901918355,5509.2064528884512,5100.3132060671524,4177.6518843370968,2639.6942957005026,1439.4190995743888,834.58982389522112,627.02164734385292,522.25490218132211,409.45294924287418,369.17367966376946,293.66232595374214,237.29299343863059,164.83851443258101,126.61084744487482,86.383928307687412,71.303296239406109,59.241065852707941,43.162036139125405,18.052101952375242,0,26.08484865749011,8.016652840637061,29.097816174642574,5.0080536687636448,32.111095952304076,5.0080536687636448,5.0080536687636448,10.023052380778998,7.0136346326260179,28.093457349309364,0,29.097816174642574,14.036995597894803,12.029855959070284,6.010760193776199,10.023052380778998,0,0,13.03338714150617,10.023052380778998,0,0,12.029855959070284,17.048232921663399,2.001386774925161,0,6.010760193776199,6.010760193776199,5.0080536687636448,4.0055490228453374]
[127.5,8358.0670154732416,8435.8429078411082,8378.268476719406,8283.3220339130767,8226.7587116394261,8131.8140097439127,8029.8001922934436,7838.9065400533646,7708.6167071289337,7600.5485133060583,7453.0934584079041,7363.2078990415421,7248.075190193973,7145.0632616852981,7013.7757022635487,6872.3918468406491,6717.8828158610886,6617.9082707780053,6484.6112283404136,6369.4932562139866,5994.8695336759274,6004.9669078119941,5771.7219543916708,5479.9266416819555,5026.6148703200261,4122.1367766802296,2707.2920898123798,1521.0935481479901,866.83842546287576,619.96945487635514,513.18948140797454,417.50929134044378,363.13215678677932,296.68243718512292,246.35152238988556,153.77159610801158,132.64610597383572,94.428041332223657,63.261558950597731,62.256411089425562,43.162036139125405,27.089134400918912,18.052101952375242,17.048232921663399,24.076394620737908,24.076394620737908,7.0136346326260179,12.029855959070284,22.068108142325048,2.001386774925161,12.029855959070284,20.060004479273225,22.068108142325048,13.03338714150617,6.010760193776199,23.072229545451361,18.052101952375242,0,2.001386774925161,13.03338714150617,2.001386774925161,16.044422974417238,11.02640849775289,5.0080536687636448,3.0032976479526123,9.0197967621976929,23.072229545451361,6.010760193776199,0,8.016652840637061,20.060004479273225,0,4.0055490228453374]
[130,8358.0670154732416,8386.3490748494351,8317.6642394332212,8227.7687675667239,8170.1957778804126,8075.2517341881885,7979.2987805775419,7782.3463447253953,7637.9177162116703,7527.8305913332479,7374.3172911006468,7275.3432993009183,7172.3309815978482,7051.1419135316619,6913.7968205472698,6779.4840346240635,6591.6525788756844,6471.4836364724188,6324.0525215179514,6187.7322839881208,6012.0350798012332,5806.0517984059989,5519.3029755990437,5211.3674974004725,4730.8229870595196,3872.8328327645881,2578.1515383186229,1532.1854831921119,871.87737888041204,610.90246816001093,498.08080372144371,391.32676338790498,352.05629353891283,270.50919518025506,225.21549466265694,150.7534814279953,110.51826994484387,83.367575300668861,65.271902290436884,68.287532720608553,51.200917835379968,26.08484865749011,7.0136346326260179,12.029855959070284,21.064032395764698,24.076394620737908,7.0136346326260179,27.089134400918912,7.0136346326260179,3.0032976479526123,12.029855959070284,11.02640849775289,31.106636592896205,0,23.072229545451361,8.016652840637061,10.023052380778998,2.001386774925161,2.001386774925161,5.0080536687636448,2.001386774925161,27.089134400918912,14.036995597894803,8.016652840637061,6.010760193776199,3.0032976479526123,23.072229545451361,5.0080536687636448,2.001386774925161,8.016652840637061,2.001386774925161,0,4.0055490228453374]
[132.5,8358.0670154732416,8237.8693336503111,8166.1555832635459,8075.2517341881885,8006.5695033745815,7922.737578633074,7832.8464995726363,7671.2471594161034,7528.8405576818523,7395.5261768930113,7251.1049750408829,7149.1029173443767,7028.924142381662,6912.7869401865037,6766.3558589761014,6630.0263175482132,6424.0225651435667,6292.749093891548,6139.2635858328067,5982.7527071424392,5777.7801473707541,5553.6312906296262,5258.8186912045821,4938.784018367508,4482.4931759218844,3669.969753976713,2539.8141668687681,1499.9182606667734,877.92416137017199,615.93966653181371,489.01581600698364,382.26398264116619,313.79697206375391,268.49597068019642,219.17698581717505,158.80191819600202,116.55272914527278,94.428041332223657,57.230920419256371,48.186177781824156,25.080601549217004,18.052101952375242,4.0055490228453374,9.0197967621976929,12.029855959070284,22.068108142325048,1,42.157275863478645,7.0136346326260179,0,10.023052380778998,14.036995597894803,19.056026783849234,4.0055490228453374,15.040675804218308,14.036995597894803,7.0136346326260179,2.001386774925161,2.001386774925161,7.0136346326260179,0,22.068108142325048,11.02640849775289,5.0080536687636448,0,3.0032976479526123,6.010760193776199,5.0080536687636448,0,0,16.044422974417238,15.040675804218308,4.0055490228453374]
[135,8358.0670154732416,8402.5102944366754,8324.7347111140825,8242.9196213325777,8159.0852474895855,8069.1915138045424,7996.469224835676,7837.8965329814755,7672.2571448049812,7538.9402286089853,7411.6853687659577,7265.2439877066927,7163.2417301005426,7014.785597255338,6868.3523505291187,6723.9419271937113,6502.7879378223797,6357.375695200034,6180.6639084802682,5991.8403247469259,5786.8674487358194,5521.322282356391,5214.3962841504253,4838.8404658794443,4417.8892691731244,3617.4895631521481,2531.7432146742276,1493.8682331993175,921.26063666397067,636.08886825596176,479.95099617070338,385.28488595522572,336.95340690676727,271.5158130503724,210.11953566284186,146.72942263482432,110.51826994484387,80.351331340225968,59.241065852707941,36.12923810708449,30.102209640499385,12.029855959070284,0,26.08484865749011,6.010760193776199,30.102209640499385,13.03338714150617,16.044422974417238,13.03338714150617,9.0197967621976929,17.048232921663399,10.023052380778998,13.03338714150617,19.056026783849234,32.111095952304076,9.0197967621976929,13.03338714150617,0,2.001386774925161,0,0,30.102209640499385,6.010760193776199,13.03338714150617,6.010760193776199,3.0032976479526123,1,10.023052380778998,0,0,7.0136346326260179,0,4.0055490228453374]
[137.5,8358.0670154732416,8328.7749833398575,8266.1509844556185,8189.3867295502996,8097.4725811075814,8013.6397059263772,7940.9179211177661,7788.4063460636307,7639.9376783368371,7472.282651128442,7332.9096422437751,7229.8965077006815,7089.5182283032091,6938.0339933655705,6777.4643136393324,6603.7705775657514,6384.6402398621567,6232.1622572266879,6025.1617069412605,5839.3721350623773,5586.9501520696922,5319.3953043533493,4988.2517792931367,4584.4481034188166,4177.6518843370968,3473.1729940463779,2434.8938170715887,1459.5852095112941,898.08040190768418,630.04403985316117,485.99419058790693,382.26398264116619,316.81728239424859,248.36457445281798,201.06247565441669,141.69950455700601,105.48980471856567,74.319187225450264,54.215835334169334,36.12923810708449,24.076394620737908,9.0197967621976929,0,12.029855959070284,9.0197967621976929,25.080601549217004,1,7.0136346326260179,5.0080536687636448,6.010760193776199,29.097816174642574,15.040675804218308,7.0136346326260179,6.010760193776199,9.0197967621976929,4.0055490228453374,10.023052380778998,2.001386774925161,2.001386774925161,0,0,10.023052380778998,26.08484865749011,7.0136346326260179,12.029855959070284,0,18.052101952375242,1,0,2.001386774925161,2.001386774925161,10.023052380778998,4.0055490228453374]
[140,8358.0670154732416,8356.0468720294866,8316.6541725402749,8227.7687675667239,8120.7035316540969,8039.900512776645,7978.288755593434,7864.1567590589475,7689.4269167233806,7548.029944000672,7399.5659715574593,7297.5618340801275,7145.0632616852981,6973.3800219341192,6808.7700563619455,6621.9476172403865,6390.6990433779265,6211.9667754823586,5984.7721765302231,5788.8868509759295,5543.5347053216583,5257.8090868691224,4888.3072215775901,4482.4931759218844,4045.4262228205225,3448.9526118441349,2478.2738095181139,1515.04343577995,955.52813389648543,664.29881766947972,503.11697942016013,373.20141655675388,318.83083861221496,259.43664870738462,200.05616048375992,117.55850313942643,114.54120724389411,77.335200513321496,53.210843750071625,34.120107905260866,18.052101952375242,5.0080536687636448,1,12.029855959070284,23.072229545451361,28.093457349309364,13.03338714150617,14.036995597894803,11.02640849775289,4.0055490228453374,8.016652840637061,7.0136346326260179,12.029855959070284,1,12.029855959070284,15.040675804218308,16.044422974417238,7.0136346326260179,10.023052380778998,7.0136346326260179,0,13.03338714150617,15.040675804218308,5.0080536687636448,3.0032976479526123,9.0197967621976929,12.029855959070284,0,1,0,11.02640849775289,0,4.0055490228453374]
[142.5,8358.0670154732416,8303.5233140894452,8246.9598537041074,8160.0952950826786,8071.2115867607254,7972.22860837186,7919.7075256016151,7811.6363947986711,7645.9975679130421,7495.5117397505292,7347.0488132175151,7214.7476404989966,7063.2607272870764,6864.312856590961,6682.5381087227415,6492.6897596125555,6255.387142044322,6059.4930205293294,5832.3041689538113,5613.2015161051595,5337.5684230423976,5052.8634696889267,4706.5951038343755,4265.468192129897,3800.1642112224786,3264.277873822874,2481.3003490821429,1532.1854831921119,958.55179619027911,646.16370952449347,488.0086054558073,367.1598276496963,292.65562908951142,228.23481001690109,182.94959793098093,129.62844161748095,105.48980471856567,74.319187225450264,36.12923810708449,34.120107905260866,15.040675804218308,2.001386774925161,0,3.0032976479526123,8.016652840637061,28.093457349309364,1,22.068108142325048,8.016652840637061,3.0032976479526123,5.0080536687636448,7.0136346326260179,24.076394620737908,1,17.048232921663399,0,14.036995597894803,0,2.001386774925161,0,1,16.044422974417238,13.03338714150617,0,0,3.0032976479526123,3.0032976479526123,0,0,2.001386774925161,21.064032395764698,1,4.0055490228453374]
[145,8358.0670154732416,8374.2281805735638,8340.8958117611892,8241.9095635487756,8153.024964554761,8036.8704152999671,7945.9680236359263,7858.0966991012838,7724.7765676485778,7583.3789410241579,7419.7649779055937,7284.4326917109538,7129.914573295202,6913.7968205472698,6713.8434113387466,6498.7486646571951,6252.3578043499474,6047.3760640764594,5826.245919099485,5589.9791493344219,5308.2895401189917,5000.3664078822803,4612.7132389982626,4177.6518843370968,3697.2193802140805,3199.6946072123346,2531.7432146742276,1567.4785347016514,990.80478095256092,652.2086897707303,497.07357466978522,364.13907033784858,295.67573001326275,219.17698581717505,187.9807803590999,126.61084744487482,111.52399075900288,65.271902290436884,45.171626266426578,16.044422974417238,2.001386774925161,1,0,15.040675804218308,5.0080536687636448,20.060004479273225,6.010760193776199,17.048232921663399,14.036995597894803,0,5.0080536687636448,8.016652840637061,3.0032976479526123,4.0055490228453374,3.0032976479526123,5.0080536687636448,4.0055490228453374,0,0,2.001386774925161,0,13.03338714150617,6.010760193776199,2.001386774925161,17.048232921663399,9.0197967621976929,15.040675804218308,3.0032976479526123,3.0032976479526123,5.0080536687636448,5.0080536687636448,4.0055490228453374,4.0055490228453374]
[147.5,8358.0670154732416,8254.030265111709,8215.6481046189383,8118.6834463595915,8023.7400060946775,7919.7075256016151,7849.0066179198338,7753.0564047794196,7663.1672810889095,7539.9501964454057,7370.2775102342484,7237.975916511632,7057.2013178106181,6830.9871223426471,6587.6132509225881,6384.6402398621567,6123.1074379149632,5925.1981167491067,5703.0628795444691,5457.714475321076,5170.9838425079861,4859.0309176825531,4439.0873227115544,4002.0248408599523,3521.6142634929647,3055.3961165989585,2475.2472736464852,1631.0080164014964,969.63863922794894,663.29129855967244,490.02302863061311,349.03566352307149,295.67573001326275,225.21549466265694,170.87533157355321,120.57587641098782,94.428041332223657,50.19598424777044,53.210843750071625,16.044422974417238,2.001386774925161,0,0,6.010760193776199,11.02640849775289,17.048232921663399,1,6.010760193776199,8.016652840637061,0,0,2.001386774925161,4.0055490228453374,1,6.010760193776199,21.064032395764698,11.02640849775289,2.001386774925161,2.001386774925161,5.0080536687636448,0,19.056026783849234,10.023052380778998,10.023052380778998,3.0032976479526123,9.0197967621976929,7.0136346326260179,0,0,4.0055490228453374,4.0055490228453374,0,4.0055490228453374]
[150,8358.0670154732416,8161.1053428006571,8131.8140097439127,8060.1011917555115,7951.0181293604774,7819.7164279372228,7722.7565832352684,7626.8079340663853,7549.0399130527967,7018.8251786747242,7317.7605607107762,7143.0434347113023,6963.2811383257767,6719.9025190322609,6475.5228926777727,6464.4149441744867,5975.6845696494829,5769.7025581433136,5556.6602697993276,5308.2895401189917,4995.3186424026953,4657.1302298055043,4265.468192129897,3818.33123748973,3357.118549772621,2929.266639435391,2367.3032797744399,1622.9406415574351,963.59125450600254,648.17869668861317,466.85767033780468,339.97393108066609,269.50258105221343,193.0120973286374,134.65792041235557,94.428041332223657,109.51255827368547,56.225874000831865,24.076394620737908,14.036995597894803,12.029855959070284,0,7.0136346326260179,15.040675804218308,2.001386774925161,9.0197967621976929,3.0032976479526123,15.040675804218308,2.001386774925161,0,11.02640849775289,5.0080536687636448,7.0136346326260179,0,0,8.016652840637061,9.0197967621976929,1,0,11.02640849775289,0,11.02640849775289,4.0055490228453374,0,0,0,18.052101952375242,0,0,0,0,0,4.0055490228453374]
[152.5,8358.0670154732416,8222.7184891692032,8182.3163737025225,8089.3922660798553,7989.399037440664,7861.1267284967471,7778.3063464519773,7665.1872498731673,7589.4387856349031,7510.6611841329159,7393.506280387408,7243.0255515943263,7042.0528168682595,6777.4643136393324,6512.8861316980419,6267.5045074704749,5955.4899371528027,5766.6734650947765,5516.2740168469491,5275.9819945029994,4941.8126426168828,4607.6658806383693,4180.6800024036556,3747.6821797373254,3301.615658796441,2881.8433472544161,2335.0219090664305,1627.9827461528605,983.74934970527374,627.02164734385292,454.77184881299468,322.85798908042426,257.42350858200774,190.99955462404839,143.71145073160676,108.50685582932681,86.383928307687412,56.225874000831865,30.102209640499385,8.016652840637061,3.0032976479526123,0,0,0,10.023052380778998,12.029855959070284,0,12.029855959070284,0,10.023052380778998,8.016652840637061,13.03338714150617,0,0,3.0032976479526123,2.001386774925161,6.010760193776199,0,0,8.016652840637061,0,25.080601549217004,8.016652840637061,1,0,6.010760193776199,7.0136346326260179,0,0,0,0,0,4.0055490228453374]
[155,8358.0670154732416,8267.161045202758,8237.8693336503111,8141.9144575313248,8068.1814775158982,7913.6474230135309,7818.7064233385827,7714.6766508616674,7621.7580384343601,7572.2692384714137,7481.3722859233121,7354.1184089013796,7144.053348126984,6877.4412205655144,6579.5346024408809,6321.0231507766348,6003.9571696346466,5772.7316527805388,5545.5540209146593,5272.9531722155916,4950.8985264860212,4583.438637504436,4127.1835739353946,3712.3581482479185,3307.6704746132573,2869.7353970838631,2320.8989492161431,1634.0332922559537,980.72560891008311,632.0589762438625,445.70769278718001,325.87838489895006,254.40382792207021,197.0372454153181,125.60499860335548,94.428041332223657,78.340564620239888,44.166819783667599,18.052101952375242,5.0080536687636448,1,0,0,0,1,7.0136346326260179,9.0197967621976929,7.0136346326260179,2.001386774925161,0,7.0136346326260179,7.0136346326260179,6.010760193776199,0,0,2.001386774925161,15.040675804218308,0,2.001386774925161,0,0,0,3.0032976479526123,1,12.029855959070284,3.0032976479526123,5.0080536687636448,0,0,0,11.02640849775289,4.0055490228453374,4.0055490228453374]
[157.5,8358.0670154732416,8364.1274487307455,8317.6642394332212,8244.9397372711064,8140.904412189052,7998.4892795243841,7897.4871721201353,7781.3363449605831,7694.4768569333555,7642.9676225249532,7560.1495815312628,7453.0934584079041,7246.0553343322454,6967.3206900144833,6632.0459941622003,6393.7284472880528,6036.2688753000466,5787.8771497678918,5531.4188272044694,5272.9531722155916,4938.784018367508,4566.2777509819844,4121.1274179696748,3668.960512433016,3240.0589978830549,2851.5735675852898,2294.6708233821846,1624.9574815204433,983.74934970527374,616.94711115541907,439.66502418123878,310.77669077501207,240.31246534296974,184.96205452537305,122.58750062023773,96.439178946735424,75.324511642000047,41.152539512670401,7.0136346326260179,14.036995597894803,0,0,0,0,0,8.016652840637061,0,13.03338714150617,0,0,16.044422974417238,2.001386774925161,9.0197967621976929,3.0032976479526123,9.0197967621976929,0,2.001386774925161,0,5.0080536687636448,0,0,14.036995597894803,9.0197967621976929,1,9.0197967621976929,9.0197967621976929,16.044422974417238,0,0,0,1,0,4.0055490228453374]
[160,8358.0670154732416,8265.1409238317883,8209.5877798423553,8147.9747322132362,8047.980778290771,7916.677473728284,7797.4963569019174,7685.3869669407641,7597.5185859676876,7539.9501964454057,7460.1631552535991,7367.2476760360314,7199.5988050737124,6925.915396364785,6607.809915401017,6317.9937814857003,5956.4996671548197,5709.1210001356358,5419.3482190763725,5166.9454943069704,4838.8404658794443,4466.3421115030706,4018.1741376279633,3557.9456529369854,3126.0309101600064,2742.6050435261163,2227.0843493313496,1586.6379534222458,951.49659904538589,572.62114186819917,398.375738081294,310.77669077501207,219.17698581717505,170.87533157355321,116.55272914527278,91.411415436090294,67.282307497705418,30.102209640499385,18.052101952375242,11.02640849775289,0,1,0,0,4.0055490228453374,16.044422974417238,0,11.02640849775289,3.0032976479526123,0,1,5.0080536687636448,3.0032976479526123,0,0,0,0,0,0,14.036995597894803,0,0,10.023052380778998,1,0,0,5.0080536687636448,0,0,0,1,0,4.0055490228453374]
[162.5,8358.0670154732416,8353.0166577786949,8292.4126039089515,8212.617941672188,8129.7939216899022,7986.3689590416025,7862.1367385545327,7758.106386550392,7662.15729689622,7619.7380811173252,7545.0000376544222,7440.9739936906772,7275.3432993009183,7021.8548662635494,6709.8040092443007,6417.9637301334997,6044.3468287510486,5770.7122561792476,5469.8301912549432,5196.2235900492014,4877.2023959753578,4527.918355616499,4044.4168830537346,3590.2405325962136,3143.1853163337523,2707.2920898123798,2211.9533277183218,1592.6883443279025,979.71769737990815,569.59903862060082,395.35473353973106,275.54232167620648,231.25416527541577,150.7534814279953,107.50116269711758,90.405895411488231,79.345941616877255,27.089134400918912,15.040675804218308,11.02640849775289,1,0,0,0,0,10.023052380778998,0,22.068108142325048,17.048232921663399,0,0,0,0,0,6.010760193776199,0,11.02640849775289,0,0,3.0032976479526123,0,3.0032976479526123,9.0197967621976929,0,6.010760193776199,0,16.044422974417238,0,0,0,1,1,4.0055490228453374]
[165,8358.0670154732416,8171.2058268465371,8123.7336605370692,8060.1011917555115,7992.4291169877633,7842.9465696408333,7717.7066245115384,7611.6582572000952,7529.8505241657895,7473.2926100048508,7412.6953194274147,7334.9295221451921,7158.1921509129015,6890.5696095758676,6586.6034193208616,6297.7980233294875,5947.4121032959647,5703.0628795444691,5391.0785195753751,5111.4185273538842,4780.2886328494824,4404.7667154916262,3967.7078017139929,3493.3567748269197,3070.5320077315941,2622.5428899248755,2119.1520174484262,1511.0100409375907,933.35490444308982,540.38621268984684,360.11143289997989,260.44322462984479,199.04985036997184,153.77159610801158,98.450358463414005,73.313876394686872,71.303296239406109,21.064032395764698,12.029855959070284,14.036995597894803,0,0,0,0,0,10.023052380778998,3.0032976479526123,2.001386774925161,0,0,0,0,24.076394620737908,0,0,5.0080536687636448,16.044422974417238,4.0055490228453374,0,0,0,8.016652840637061,13.03338714150617,0,0,3.0032976479526123,11.02640849775289,0,0,0,0,0,4.0055490228453374]
[167.5,8358.0670154732416,8139.8943669719429,8088.3822272681564,8009.5995894190773,7930.8177257088846,7813.6564023009187,7688.4169290788868,7573.2792107582418,7497.5316639021994,7440.9739936906772,7395.5261768930113,7319.7804364397562,7155.1624051082636,6869.3622243845521,6536.1120369321161,6260.4360414580915,5917.1203240706891,5671.7626923897687,5358.7704729570296,5084.1600546045047,4759.08900744327,4378.521725410772,3912.1955731826233,3440.8791888108822,2993.8442682929112,2569.0715827670638,2089.9002638583675,1481.7682517963594,900.09605098701365,501.10250306890003,357.09073432669908,231.25416527541577,193.0120973286374,136.66976487929523,109.51255827368547,58.235984471133037,65.271902290436884,56.225874000831865,6.010760193776199,11.02640849775289,0,0,3.0032976479526123,6.010760193776199,0,28.093457349309364,9.0197967621976929,13.03338714150617,0,0,0,0,6.010760193776199,0,0,0,5.0080536687636448,0,0,0,0,17.048232921663399,2.001386774925161,10.023052380778998,3.0032976479526123,0,5.0080536687636448,7.0136346326260179,0,0,4.0055490228453374,0,4.0055490228453374]
[170,8358.0670154732416,8304.5333793880764,8259.0805626789497,8159.0852474895855,8094.4424620277832,8001.5193625130214,7538.9402286089853,7749.0164217284891,7673.2671303266607,7604.5884183008302,7565.199436232635,7501.5715138363203,7348.058755042156,7062.2508253469214,6702.7350614255038,6417.9637301334997,6069.5905027325725,5806.0517984059989,5517.2836695797505,5224.4922526710543,4897.3930067271458,4498.6442984775031,4022.2114719614756,3549.8719786752731,3041.2693524491815,2589.2493051437946,2113.0998972186903,1522.1019025491566,921.26063666397067,495.05912268737313,348.02879264334069,237.29299343863059,183.95582347890559,118.56428573008029,77.335200513321496,64.266722767294254,57.230920419256371,38.138479987815508,15.040675804218308,11.02640849775289,0,0,3.0032976479526123,0,3.0032976479526123,22.068108142325048,0,8.016652840637061,0,0,0,3.0032976479526123,6.010760193776199,0,3.0032976479526123,5.0080536687636448,5.0080536687636448,3.0032976479526123,0,0,0,11.02640849775289,0,0,12.029855959070284,12.029855959070284,3.0032976479526123,0,0,12.029855959070284,3.0032976479526123,0,4.0055490228453374]
[172.5,8358.0670154732416,8344.9360918131388,8274.2314738837158,8188.3766783414239,8129.7939216899022,8054.0409827454405,7948.9980866860133,7819.7164279372228,7725.786560053115,7675.2871017684447,7637.9177162116703,7597.5185859676876,7438.9540848207871,7128.9046618783404,6766.3558589761014,6453.3070147391354,6106.9513325833304,5844.4206875159471,5531.4188272044694,5286.0780813340489,4964.0226103638952,4603.6279979270566,4116.0806281226387,3599.3235199023597,3072.5501321889683,2571.0893479008164,2051.5709998808056,1452.5270391734393,944.44145416149502,515.20400563086378,327.89199766453015,225.21549466265694,186.97453299484269,124.59915780868042,68.287532720608553,55.220845530457993,66.277097278608665,21.064032395764698,3.0032976479526123,9.0197967621976929,0,0,0,0,0,8.016652840637061,0,20.060004479273225,0,0,0,0,12.029855959070284,0,0,0,17.048232921663399,3.0032976479526123,17.048232921663399,0,0,11.02640849775289,8.016652840637061,0,0,3.0032976479526123,37.13384546983891,0,1,0,7.0136346326260179,0,4.0055490228453374]
[175,8358.0670154732416,8415.6413082194013,8336.8555336643494,8237.8693336503111,8188.3766783414239,8112.6231934894067,8054.0409827454405,7941.9279413647864,7793.4563507772327,7757.0963899334174,7739.9264675588956,7690.4369045003759,7532.880424429547,7216.7674876247111,6842.0956824176874,6509.8566718918728,6144.3123907729505,5870.6732304201278,5578.8728340532698,5318.3856884650604,5002.3855154997564,4653.0923040017069,4176.642512135435,3663.9143088761448,3107.8675237841871,2625.5696004693659,2119.1520174484262,1522.1019025491566,932.34704278695699,526.28402870531886,338.96708669873658,230.24770912114909,168.86303514077807,130.63432201828778,88.394889005535376,58.235984471133037,63.261558950597731,41.152539512670401,9.0197967621976929,9.0197967621976929,6.010760193776199,0,0,0,3.0032976479526123,3.0032976479526123,3.0032976479526123,23.072229545451361,0,0,0,3.0032976479526123,0,3.0032976479526123,9.0197967621976929,11.02640849775289,11.02640849775289,0,9.0197967621976929,3.0032976479526123,3.0032976479526123,9.0197967621976929,20.060004479273225,3.0032976479526123,3.0032976479526123,6.010760193776199,17.048232921663399,0,0,6.010760193776199,3.0032976479526123,0,4.0055490228453374]
[177.5,8358.0670154732416,8401.500217302093,8327.7649150998295,8223.7285446008664,8162.1153906435402,8077.2718086592395,8044.9506777727765,7921.7275608272575,7816.686414532378,7766.1863642135695,8038.8904801576437,7693.4668686264185,7547.0199750835736,7224.8468817735129,6856.2338758403894,6509.8566718918728,6141.283107311313,5862.59551239547,5560.6989112579622,5289.1069111414554,4987.2422282364787,4629.8742986564594,4153.4270188754326,3622.5357024701702,3078.6045135029945,2584.2048597748039,2119.1520174484262,1560.4198603120992,1013.9872636925819,557.51078666996455,326.88518973280463,216.15779343785601,183.95582347890559,130.63432201828778,96.439178946735424,61.251279440887508,58.235984471133037,29.097816174642574,12.029855959070284,6.010760193776199,3.0032976479526123,0,0,12.029855959070284,6.010760193776199,14.036995597894803,9.0197967621976929,14.036995597894803,0,0,0,0,0,0,12.029855959070284,3.0032976479526123,8.016652840637061,0,3.0032976479526123,0,0,20.060004479273225,11.02640849775289,6.010760193776199,0,6.010760193776199,17.048232921663399,0,0,6.010760193776199,3.0032976479526123,12.029855959070284,4.0055490228453374]
[180,8358.0670154732416,8381.2987001061683,8305.5434448094456,8199.4872484813804,8129.7939216899022,8071.2115867607254,8006.5695033745815,7889.4070590572928,7795.476353578124,7766.1863642135695,7719.72660760502,7678.3170599268351,7473.2926100048508,7133.9542203914625,6741.1094389078889,6407.8656844840434,6044.3468287510486,5774.7510500875533,5475.8880592792175,5171.9934300506256,4854.9928206057666,4503.6915361657466,4018.1741376279633,3468.1270671336761,2917.1584914230884,2449.017451437222,1957.7682153740088,1402.1125432541658,893.04129900390069,508.15320548172508,308.76318618903616,204.08145125625859,174.89999518835882,133.65200941145397,81.356733631351972,46.176455080303917,41.152539512670401,23.072229545451361,0,6.010760193776199,0,6.010760193776199,0,0,0,46.176455080303917,0,12.029855959070284,0,6.010760193776199,0,6.010760193776199,6.010760193776199,0,0,6.010760193776199,6.010760193776199,0,6.010760193776199,0,0,17.048232921663399,12.029855959070284,0,0,0,29.097816174642574,0,0,12.029855959070284,12.029855959070284,0,4.0055490228453374]
[null,"N - MH 70W MH"]
[null,"Generic"]
[null,"MH"]
[null,"NA"]
[null,84]
[]
[]
[null,19]
[null,19]
[null,0,5,10,15,20,25,30,35,40,45,50,55,60,65,70,75,80,85,90]
[0,1004.9157936679831,1074.4657685553254,1120.8349365574829,1130.9154468603931,1208.5383251256644,1254.912832585775,1077.4897847078546,892.03348182666912,752.96623108109668,636.08886825596176,460.81471999188301,361.11833806008326,299.70257913018418,219.17698581717505,108.50685582932681,45.171626266426578,4.0055490228453374,0,0]
[10,1004.9157936679831,1065.3937712079951,1114.7866737978545,1153.0928843885954,1214.5870745396398,1275.0761997376587,1049.2659668965161,820.48144938076518,692.5099642532108,605.86531128107947,483.97978406127578,388.30581293204847,325.87838489895006,230.24770912114909,131.64021015674211,59.241065852707941,4.0055490228453374,0,0]
[20,1004.9157936679831,1062.3697892092532,1162.1655957563262,1199.4652577592099,1187.3679413468067,1098.6581338586072,970.64654035114972,889.01003712505587,813.42735274831409,681.426874236142,549.45209715999101,436.64372091979766,357.09073432669908,285.60884857740479,194.01837655620983,87.389402877861457,4.0055490228453374,0,0]
[30,1004.9157936679831,1078.4977919773303,1174.2626542209405,1228.7009399454205,1143.0121776447149,1084.545855328405,1012.9793185616809,853.73728395177477,745.91274228889881,669.33643607066585,594.78371390751465,513.18948140797454,432.61534908352962,378.23614868748763,267.48936407825727,110.51826994484387,5.0080536687636448,0,0]
[40,1004.9157936679831,1095.6340588487997,1184.3436314337064,1184.3436314337064,1173.2545612426522,1144.0202443352066,1078.4977919773303,933.35490444308982,771.104075329338,726.76789614310997,656.23870772958219,617.9545574224918,561.54017517044895,464.84334482317331,345.0081974980904,82.362148335243674,6.010760193776199,1,0]
[50,1004.9157936679831,1087.5698996509766,1167.2060215705862,1169.2221979900869,1221.6439868802856,1243.8231182793565,1224.6683903637727,1098.6581338586072,978.70978688561252,931.33918221922693,898.08040190768418,828.54334826320076,763.0427579963532,571.61377234442114,442.68634818412619,36.12923810708449,7.0136346326260179,1,0]
[60,1004.9157936679831,1081.5218194293543,1130.9154468603931,1174.2626542209405,1262.9781408969488,1307.3382477041578,1370.8564611983852,1391.0215949408339,1421.2698418401155,1422.2781278895166,1430.3444419494335,1539.2440291144057,1210.5545715773555,841.64410075501223,584.70971336682805,51.200917835379968,11.02640849775289,1,0]
[70,1004.9157936679831,1071.4417609051841,1101.6822171839497,1180.3112302208708,1246.8475760584727,1326.4942162964878,1431.3527344074739,1584.6211615713846,1779.2529310778141,1902.2955499130685,2069.7268786622876,2339.0570561486738,2086.8742436312004,1839.7646672985848,2458.0969736707507,567.58431201598387,27.089134400918912,2.001386774925161,0]
[80,1004.9157936679831,1020.0349554630559,1030.1145212448012,1100.6741884862965,1136.9637961806482,1243.8231182793565,1363.7987341748062,1563.4450025815011,1741.9383808997075,1858.927134780701,2203.8834917594522,2499.4596637558006,2536.7875567888518,3207.7674448553116,4223.0738846853665,973.67024998967611,47.181305740243346,4.0055490228453374,0]
[90,1004.9157936679831,1049.2659668965161,1062.3697892092532,1123.8590801752944,1140.9960469290074,1232.7335027485854,1282.1334537554555,1456.5602751816705,1574.5372408463463,1621.9322225146773,1903.3041295474241,2376.3824947816124,2872.7623798503964,3175.4762165736051,3222.9040701007925,1293.223502678904,64.266722767294254,4.0055490228453374,0]
[100,1004.9157936679831,988.78893831612163,997.86026239152636,1045.2340543655314,1047.2500086926027,1091.6019718106104,1084.545855328405,1104.7063088020459,1099.6661607109011,1031.1224832580795,1036.1623080703848,1182.3274291099117,1231.7253608106423,1067.4097639723441,785.21158272846617,315.81050907438771,44.166819783667599,2.001386774925161,0]
[110,1004.9157936679831,1025.0747259772024,1029.1065602168239,1055.3138646951068,1051.2819289698355,1050.2739474499635,1051.2819289698355,995.84440545096857,956.53602026718772,909.16652750170431,913.19787946951817,1009.955489184565,994.83647850888315,841.64410075501223,676.38916540284208,123.59332512567987,31.106636592896205,2.001386774925161,0]
[120,1004.9157936679831,1012.9793185616809,1019.0270043413617,1028.0986001751089,1004.9157936679831,971.654442519893,960.56757634820201,932.34704278695699,835.59757409714064,800.32705011374333,799.31934335512847,823.50465222952312,759.01213117901898,641.12626911992743,547.4374431647625,63.261558950597731,14.036995597894803,2.001386774925161,0]
[130,1004.9157936679831,1001.8919884694633,1019.0270043413617,1023.0588147943211,996.85233341219282,946.45720448724194,905.13519339150332,864.82285227978628,812.4196296344146,802.34246743205267,786.21927157197922,765.05807938825171,685.45706810466959,554.48876437551053,476.92942740841636,73.313876394686872,13.03338714150617,3.0032976479526123,0]
[140,1004.9157936679831,993.82855258696566,1012.9793185616809,1032.1304462556957,1006.9316688518034,950.48871799615188,882.96317857335953,819.47371756879136,778.15779709038316,752.96623108109668,754.98152574436392,739.86694776308775,606.87273932099311,506.1387090456617,409.45294924287418,162.82629074089672,12.029855959070284,1,0]
[150,1004.9157936679831,979.71769737990815,995.84440545096857,1033.1384102366906,1009.955489184565,951.49659904538589,861.79950130763405,801.33475813991458,734.82882334190344,701.57807892996118,721.72986193823385,692.5099642532108,544.41547606823053,449.73618406200961,358.09763102539472,242.32546769872059,13.03338714150617,2.001386774925161,0]
[160,1004.9157936679831,967.62284012250916,973.67024998967611,1018.0190542156654,1011.9713744327134,923.27633700149374,865.83063828540855,830.55883525843592,776.14244147242925,748.93565793445475,730.79834863924555,640.11878577395669,480.95818998708097,351.04941397916343,279.56888908570443,181.94337791178063,14.036995597894803,1,0]
[170,1004.9157936679831,960.56757634820201,955.52813389648543,981.73352147507615,1021.0429075797676,1003.9078575905033,959.55968574044186,936.37849593019109,815.44280271612445,700.57050482238492,697.5477911939663,622.99181331659202,434.62953033917995,286.61552097237734,171.8814886853159,82.362148335243674,8.016652840637061,1,0]
[180,1004.9157936679831,964.5991493330996,950.48871799615188,966.61494214244817,1009.955489184565,1025.0747259772024,947.465081258998,774.1270910823755,678.4042444537622,682.43442047637177,675.38162812523888,573.62851316240085,413.48110068954406,270.50919518025506,118.56428573008029,31.106636592896205,6.010760193776199,1,0]
[null,"O - MH 90W Type II Short"]
[null,"Generic"]
[null,"MH"]
[null,"NA"]
[null,98]
[null,"TYPE II, SHORT, FULL CUTOFF"]
[]
[null,73]
[null,30]
[null,0,2.5,5,7.5,10,12.5,15,17.5,20,22.5,25,27.5,30,32.5,35,37.5,40,42.5,45,47.5,50,52.5,55,57.5,60,62.5,65,67.5,70,72.5,75,77.5,80,82.5,85,87.5,90,92.5,95,97.5,100,102.5,105,107.5,110,112.5,115,117.5,120,122.5,125,127.5,130,132.5,135,137.5,140,142.5,145,147.5,150,152.5,155,157.5,160,162.5,165,167.5,170,172.5,175,177.5,180]
[0,1891.2012092550665,1912.3813702493455,2066.7008877784397,2216.9969901350937,2376.3824947816124,2536.7875567888518,2715.3635817368627,2887.8973414107272,3042.2784048609351,3129.058151489452,3143.1853163337523,3078.6045135029945,2901.0143722085454,2676.0152863232888,2415.726158572143,2146.3867714572339,1882.1240697869928,1654.2019404514808,1428.3278591640444,1238.7823716493383,1059.3458158095118,920.25278814681985,812.4196296344146,729.79073342857248,655.23120091604528,585.71710566715115,495.05912268737313,411.46702004179934,333.93290978257897,263.46297565607262,215.15140531108909,175.90617563268231,84.37301438003783,24.076394620737908,12.029855959070284,6.010760193776199,0,0,0,0,0,0,0,0,0,0,0,0,0,0,0,0,0,0,0,0,0,0,0,0,0,0,0,0,0,0,0,0,0,0,0,0,0]
[5,1891.2012092550665,1966.8457113277279,2115.1172687069893,2267.434240515724,2428.8408559410454,2595.3026525445794,2763.7930341631795,2932.2936842589393,3063.4685825716424,3131.076314001376,3116.9492037548621,3016.0431511424208,2835.4298161310112,2596.3115451502367,2336.0306951843845,2067.7095509149171,1815.5597304824182,1594.7051464033593,1379.9307349701794,1197.4490298593973,1026.0826830543308,893.04129900390069,796.29623070059233,714.67667312976948,642.13375404750673,565.56959255578886,477.93661487693021,398.375738081294,319.83762149017559,252.3907273486665,207.1004714754566,161.82018819187493,66.277097278608665,20.060004479273225,11.02640849775289,5.0080536687636448,0,0,0,0,0,0,0,0,0,0,0,0,0,0,0,0,0,0,0,0,0,0,0,0,0,0,0,0,0,0,0,0,0,0,0,0,0]
[15,1891.2012092550665,1969.8715526225826,2112.0912121959464,2262.3904646246178,2421.7790870043609,2589.2493051437946,2768.8378178029607,2942.3838561986263,3082.6407743219434,3179.5126022372633,3197.6764009788731,3126.0309101600064,2962.5643036621482,2734.5334709900767,2478.2738095181139,2192.7875155375646,1928.5187932018594,1685.4638295811908,1459.5852095112941,1277.0925540561173,1104.7063088020459,959.55968574044186,855.75283118813752,777.15011862876509,706.6159711103785,646.16370952449347,561.54017517044895,471.89352202889989,389.31279381754297,330.91243995228746,273.5290599615526,199.04985036997184,57.230920419256371,21.064032395764698,10.023052380778998,4.0055490228453374,0,0,0,0,0,0,0,0,0,0,0,0,0,0,0,0,0,0,0,0,0,0,0,0,0,0,0,0,0,0,0,0,0,0,0,0,0]
[25,1891.2012092550665,1975.9232491349032,2104.0217493580426,2241.2067288426606,2396.5586520075635,2561.0005380762923,2742.6050435261163,2927.248611288916,3092.7314494525613,3216.8494114615514,3266.2961216058384,3241.0681141124887,3137.1308093309594,2950.4560186445374,2712.3367694525091,2416.7349789263635,2130.2476160141623,1850.8587032496278,1593.6967450469183,1373.881212474487,1172.2464691296789,1016.0031569562071,896.06475734774426,816.45052956695815,750.95094180631554,685.45706810466959,611.90990452585947,547.4374431647625,484.98698627977393,427.57993702648378,372.19447824394808,213.13864318787526,40.147827669756929,20.060004479273225,11.02640849775289,5.0080536687636448,0,0,0,0,0,0,0,0,0,0,0,0,0,0,0,0,0,0,0,0,0,0,0,0,0,0,0,0,0,0,0,0,0,0,0,0,0]
[35,1891.2012092550665,1952.7251802224259,2067.7095509149171,2191.7787932036431,2340.0658440062871,2497.4419555991135,2671.9795962551161,2851.5735675852898,3024.1155127116162,3179.5126022372633,3295.5608540724079,3372.2558615998032,3399.5031937445578,3342.9904535801652,3198.6855039365896,2956.5101549608985,2621.5339871853307,2237.1717541720254,1847.8330504761366,1518.0684889529637,1257.937317151861,1079.50580018799,973.67024998967611,906.14302524057416,845.67514265533873,796.29623070059233,737.85169386875282,678.4042444537622,613.92478222574721,544.41547606823053,383.27094777186403,86.383928307687412,43.162036139125405,27.089134400918912,15.040675804218308,7.0136346326260179,0,0,0,0,0,0,0,0,0,0,0,0,0,0,0,0,0,0,0,0,0,0,0,0,0,0,0,0,0,0,0,0,0,0,0,0,0]
[45,1891.2012092550665,1941.6305487347479,2041.4844698251366,2142.3519711951417,2281.5568725603935,2418.7526208967106,2582.1870843805104,2737.5603079056582,2912.113444557267,3098.785870325059,3289.5060604614969,3482.2556809374919,3711.3488951241502,3928.3445044491859,4087.8187194332641,4039.3701879957171,3690.1546429752379,3093.7405187763416,2467.1765294081893,1933.5617655928907,1558.4031020534044,1343.6340015233225,1220.6358540470935,1147.0444497278606,1074.4657685553254,1018.0190542156654,958.55179619027911,883.9709854667052,793.27312951172269,603.8504602244393,259.43664870738462,92.416946510646028,58.235984471133037,33.11558670666593,17.048232921663399,8.016652840637061,0,0,0,0,0,0,0,0,0,0,0,0,0,0,0,0,0,0,0,0,0,0,0,0,0,0,0,0,0,0,0,0,0,0,0,0,0]
[55,1891.2012092550665,1936.5875553367143,2012.2338150863627,2095.9523174376363,2210.9445966128064,2328.969201508371,2459.1058115448759,2594.29376033072,2754.7124468045627,2944.4018947384297,3154.285276082383,3420.6957141171742,3787.043635075328,4217.0175896581886,4595.552243121916,4718.7090299129177,4534.9845357137374,4082.7719705263321,3517.5774654871407,2995.8623417753133,2595.3026525445794,2329.977985011195,2136.299785040238,2087.8829165535226,2179.6741614325315,2155.4650997291069,1929.5273866272523,1627.9827461528605,1161.1575132111223,551.46675853493446,295.67573001326275,167.85689589015533,88.394889005535376,47.181305740243346,22.068108142325048,9.0197967621976929,0,0,0,0,0,0,0,0,0,0,0,0,0,0,0,0,0,0,0,0,0,0,0,0,0,0,0,0,0,0,0,0,0,0,0,0,0]
[60,1891.2012092550665,1934.5703616489466,1994.0784495437802,2065.6922251337533,2168.5783079602379,2269.4517540119136,2381.4265181011756,2494.4153964179209,2635.6586607693816,2796.0798077079462,2998.8894545449957,3235.0134214474883,3572.074626910488,3956.6052935859516,4316.9475595420645,4477.4459620360176,4399.7195898532573,4123.1461356376903,3784.0158162539187,3442.8975427968107,3207.7674448553116,3044.2965106873748,3022.0974202989837,3399.5031937445578,4193.801872657963,4615.7416566629645,4032.3048254984387,3191.621789916775,2130.2476160141623,1210.5545715773555,701.57807892996118,341.98762877226108,136.66976487929523,54.215835334169334,23.072229545451361,9.0197967621976929,0,0,0,0,0,0,0,0,0,0,0,0,0,0,0,0,0,0,0,0,0,0,0,0,0,0,0,0,0,0,0,0,0,0,0,0,0]
[62.5,1891.2012092550665,1933.5617655928907,1986.0094511080301,2051.5709998808056,2147.3954727072332,2241.2067288426606,2344.1009997793635,2443.973286941186,2573.1071146165109,2718.3903973918368,2906.0593998451604,3112.912898277591,3416.659033432592,3758.7840870500531,4080.7532727081129,4216.0082079980875,4176.642512135435,3975.7823725786798,3761.8118856428364,3536.7522971429303,3397.4848653414892,3330.8807043093393,3449.9617910516722,4133.2397387789551,5336.558803713855,6037.2786188911323,5404.203718830744,4332.0886670011614,2978.7087605553952,1889.1840633823624,1096.6420829267092,509.16045669356748,178.92475133337754,61.251279440887508,25.080601549217004,9.0197967621976929,0,0,0,0,0,0,0,0,0,0,0,0,0,0,0,0,0,0,0,0,0,0,0,0,0,0,0,0,0,0,0,0,0,0,0,0,0]
[65,1891.2012092550665,1929.5273866272523,1974.9146317621396,2037.4498717290523,2124.1954641654788,2200.8573108795235,2297.6971303738765,2386.4705520936836,2500.4685184444229,2622.5428899248755,2791.0349746805823,2970.6365211522202,3217.858520444744,3505.4670992590668,3771.9045651908464,3904.1211325047793,3884.9444028195244,3775.9416445681031,3657.8588737735663,3550.8811869556557,3498.4027382516956,3530.697075899885,3788.0529085533103,4686.4052962938622,6190.7615902470125,7186.4698401269225,6649.2132701705441,5479.9266416819555,3921.2793388434898,2670.9706746891684,1579.579193170011,724.7526782608445,235.28003346324601,69.292772726876819,26.08484865749011,9.0197967621976929,0,0,0,0,0,0,0,0,0,0,0,0,0,0,0,0,0,0,0,0,0,0,0,0,0,0,0,0,0,0,0,0,0,0,0,0,0]
[67.5,1891.2012092550665,1922.4672437252057,1964.8284863809231,2019.2942792952235,2092.9262884626178,2168.5783079602379,2256.3379483855174,2323.9252905457292,2426.8232055778144,2533.7609503163358,2672.9885182016455,2824.3310402396555,3023.1064663370753,3262.2596272865171,3478.2189282826434,3565.0101329311728,3562.9917086474275,3523.6326642297272,3494.3659669297072,3488.3108186834729,3523.6326642297272,3662.905068997638,4059.5570059429479,5127.5717649671733,6891.5794866892038,7969.1985364866232,7536.9202933416391,6286.6903839082252,4681.3578579713339,3310.6978866751315,1991.0525713007953,921.26063666397067,302.72275148002575,75.324511642000047,26.08484865749011,10.023052380778998,0,0,0,0,0,0,0,0,0,0,0,0,0,0,0,0,0,0,0,0,0,0,0,0,0,0,0,0,0,0,0,0,0,0,0,0,0]
[70,1891.2012092550665,1921.45865399429,1956.7596073044258,2005.1733756262549,2072.7528739657969,2134.2823934592843,2206.9096767905257,2264.4079736344561,2356.2065086863936,2445.9909514927595,2558.9827808708856,2672.9885182016455,2831.3938925945367,3019.0702842046085,3182.5398948447469,3230.9769659587987,3238.0407663662213,3250.1501742901582,3288.4969292748942,3360.1460066929826,3468.1270671336761,3715.3859092635662,4240.2334343402927,5503.1485481327445,7361.1880113745328,8548.9727555968293,7893.4471145558446,6605.7902461749436,4987.2422282364787,3579.1391348473385,2160.5086319512475,999.87612340042017,307.75643880970762,78.340564620239888,27.089134400918912,9.0197967621976929,0,0,0,0,0,0,0,0,0,0,0,0,0,0,0,0,0,0,0,0,0,0,0,0,0,0,0,0,0,0,0,0,0,0,0,0,0]
[72.5,1891.2012092550665,1920.4500647922634,1945.6649528760877,1986.0094511080301,2047.5363818999649,2098.9783507771226,2164.5434661989088,2208.9271357812904,2282.5656353403124,2351.1625390726026,2436.9114741241037,2525.6900173918793,2651.8012374381346,2789.0170440193724,2904.0413877397095,2924.2215716754254,2941.3748374471743,2978.7087605553952,3070.5320077315941,3200.703710806009,3372.2558615998032,3702.2656293572104,4353.2863062195684,5695.9950803139354,7596.5086104564498,8656.0434537106703,8106.5629451417853,6575.4952819152877,4996.3281950911251,3580.148351404674,2150.4215792964283,1009.955489184565,329.90562278367804,77.335200513321496,28.093457349309364,10.023052380778998,0,0,0,0,0,0,0,0,0,0,0,0,0,0,0,0,0,0,0,0,0,0,0,0,0,0,0,0,0,0,0,0,0,0,0,0,0]
[75,1891.2012092550665,1916.4157132785863,1937.5961529678818,1970.8801674197155,2025.346125392472,2061.6575794777095,2119.1520174484262,2151.4302824384849,2210.9445966128064,2265.4167288128779,2326.9516358124492,2392.5234069412813,2481.3003490821429,2583.1959718808394,2659.8725626232413,2660.8814799932975,2679.0420578650142,2735.5424162568956,2853.5915429475376,3015.0341074627013,3237.0316510790094,3623.5449311767566,4332.0886670011614,5688.9272898446061,7485.4121271520416,8456.0445557921266,7837.8965329814755,6243.2698000673408,4707.6045964856758,3280.4238909269366,1919.441476119403,900.09605098701365,338.96708669873658,72.308579335641099,26.08484865749011,9.0197967621976929,0,0,0,0,0,0,0,0,0,0,0,0,0,0,0,0,0,0,0,0,0,0,0,0,0,0,0,0,0,0,0,0,0,0,0,0,0]
[77.5,1891.2012092550665,1910.3642019219667,1925.4930160885128,1954.7423927236248,2000.1302197837717,2028.3720552189336,2070.7355432727031,2091.9176131085824,2137.3084815445268,2178.6654451444333,2215.9882567338755,2263.3992189049704,2329.977985011195,2400.5939038614811,2437.9203032762739,2423.7967331755085,2442.9644552893333,2505.512797983738,2639.6942957005026,2824.3310402396555,3065.486702387368,3474.1821803080875,4196.8300023922084,5465.791616295206,7023.8746587149726,7823.7564476347688,7179.4004073852911,5644.5013796263502,4198.8487567610728,2862.6724497053051,1637.0585737058739,758.00447781129969,254.40382792207021,69.292772726876819,25.080601549217004,10.023052380778998,0,0,0,0,0,0,0,0,0,0,0,0,0,0,0,0,0,0,0,0,0,0,0,0,0,0,0,0,0,0,0,0,0,0,0,0,0]
[80,1891.2012092550665,1908.3470357224051,1915.4071267251618,1937.5961529678818,1973.9060149039763,1995.0870766444493,2026.3547681664795,2036.44122345151,2063.67490132071,2097.9696725127405,2116.1259551720873,2148.4041744305805,2192.7875155375646,2235.1542695622238,2251.2941972408598,2227.0843493313496,2242.2154736447596,2310.8111732849338,2444.9821190090515,2628.5963144995176,2876.7983618283301,3272.3508724266408,3919.2607224337794,5022.5766363990533,6288.7099532548236,6910.767179907114,6250.3382467015817,4857.0118687249205,3581.1575682462135,2388.4881686740619,1343.6340015233225,618.96200533035903,214.14502188707684,64.266722767294254,23.072229545451361,8.016652840637061,0,0,0,0,0,0,0,0,0,0,0,0,0,0,0,0,0,0,0,0,0,0,0,0,0,0,0,0,0,0,0,0,0,0,0,0,0]
[82.5,1891.2012092550665,1903.3041295474241,1905.3212904176223,1920.4500647922634,1947.6821580817668,1960.7940426962784,1981.9749641634348,1982.9835851310775,1997.1043323737529,2017.2770012866408,2026.3547681664795,2048.5450356512083,2070.7355432727031,2096.9609947328336,2090.9089382404209,2062.6662401528342,2073.7615400479999,2141.3432723152087,2263.3992189049704,2438.9291328454833,2665.9260725731801,3031.1788467449569,3587.2128752593285,4469.370431643576,5429.4445760693852,5833.3138778742405,5148.7729664577264,3915.2234927308177,2857.627497947914,1862.9613636751676,1024.0667698902078,471.89352202889989,168.86303514077807,56.225874000831865,21.064032395764698,7.0136346326260179,0,0,0,0,0,0,0,0,0,0,0,0,0,0,0,0,0,0,0,0,0,0,0,0,0,0,0,0,0,0,0,0,0,0,0,0,0]
[85,1891.2012092550665,1898.2612367205277,1896.2440833351525,1904.3127097157051,1921.45865399429,1928.5187932018594,1938.6047511235406,1930.5359805793269,1935.5789582303112,1943.6477497596934,1938.6047511235406,1949.6993653745722,1963.8198746832438,1972.8973985606769,1955.750999754207,1929.5273866272523,1936.5875553367143,1995.0870766444493,2104.0217493580426,2259.3642044803632,2456.0792991635499,2759.7572138738947,3198.6855039365896,3834.4797777871422,4486.5309511186333,4697.509679711874,4059.5570059429479,3029.1607496273523,2197.8311341564358,1420.2615565053034,773.11941785205272,360.11143289997989,139.68758692140284,48.186177781824156,18.052101952375242,7.0136346326260179,0,0,0,0,0,0,0,0,0,0,0,0,0,0,0,0,0,0,0,0,0,0,0,0,0,0,0,0,0,0,0,0,0,0,0,0,0]
[87.5,1891.2012092550665,1897.2526597600297,1885.1497780941129,1888.1754912527256,1899.2698142163651,1896.2440833351525,1899.2698142163651,1882.1240697869928,1876.0726677583752,1875.0641026477128,1863.9699222631748,1868.0041620639367,1875.0641026477128,1863.9699222631748,1843.7988544784041,1817.5767962963719,1822.6194706092954,1876.0726677583752,1966.8457113277279,2095.9523174376363,2261.3817107935979,2495.4242490709221,2814.2412817800373,3248.1319365016116,3628.5910789202326,3694.1916340302992,3032.1878958071657,2214.9795237913791,1598.7387581952937,1017.011105086951,549.45209715999101,267.48936407825727,109.51255827368547,41.152539512670401,16.044422974417238,6.010760193776199,0,0,0,0,0,0,0,0,0,0,0,0,0,0,0,0,0,0,0,0,0,0,0,0,0,0,0,0,0,0,0,0,0,0,0,0,0]
[90,1891.2012092550665,1893.2183572771005,1877.0812334106956,1872.0384105685773,1874.0555380789974,1862.9613636751676,1855.9014688485684,1832.7048610100917,1819.5938643465445,1810.5170757472663,1794.3806750745186,1793.3721548322997,1795.3891958830063,1775.2188876679345,1756.0573068896419,1727.8195692338438,1731.8535037042891,1777.2359082294392,1851.8672552725677,1959.7854330702003,2086.8742436312004,2258.3554519985455,2473.2295851189601,2731.5066374215357,2917.1584914230884,2840.4747286210745,2198.839859268573,1584.6211615713846,1145.0283119130809,724.7526782608445,398.375738081294,201.06247565441669,87.389402877861457,36.12923810708449,14.036995597894803,6.010760193776199,0,0,0,0,0,0,0,0,0,0,0,0,0,0,0,0,0,0,0,0,0,0,0,0,0,0,0,0,0,0,0,0,0,0,0,0,0]
[95,1891.2012092550665,1887.1669196612788,1857.9185789229516,1840.7732132658066,1824.6365442391952,1799.4232847732765,1777.2359082294392,1741.9383808997075,1714.7093472969634,1697.5653621317338,1679.4130958175858,1670.3370360310155,1660.2525829509932,1647.1428854850678,1617.8985526110023,1595.7135483968173,1598.7387581952937,1629.9995923619026,1678.4046423055361,1746.9808413915596,1808.5000177796319,1884.1412081189699,1954.7423927236248,2000.1302197837717,2000.1302197837717,1820.602399209437,1204.5058423091175,831.56658058905714,609.89503345385992,392.33375205940774,229.24125736189183,126.61084744487482,61.251279440887508,27.089134400918912,11.02640849775289,6.010760193776199,0,0,0,0,0,0,0,0,0,0,0,0,0,0,0,0,0,0,0,0,0,0,0,0,0,0,0,0,0,0,0,0,0,0,0,0,0]
[105,1891.2012092550665,1876.0726677583752,1823.6280071456438,1782.278469632608,1735.8874475614546,1690.5061242974168,1648.1513200615109,1599.7471627328159,1565.4617673437849,1533.1938449098943,1508.9933475480118,1492.8598976651629,1481.7682517963594,1468.660050025401,1450.5104253628438,1438.4108014537403,1439.4190995743888,1457.5685859282098,1464.6267806383148,1485.8015680026933,1483.7849085304433,1477.7349465575696,1464.6267806383148,1425.3029903202066,1345.6504612583315,1062.3697892092532,531.32048016773717,378.23614868748763,286.61552097237734,199.04985036997184,127.61670426943685,75.324511642000047,38.138479987815508,16.044422974417238,7.0136346326260179,4.0055490228453374,0,0,0,0,0,0,0,0,0,0,0,0,0,0,0,0,0,0,0,0,0,0,0,0,0,0,0,0,0,0,0,0,0,0,0,0,0]
[115,1891.2012092550665,1861.9528056326203,1788.3295621263294,1730.8450192058197,1666.3032474796319,1605.7976032793329,1554.3695933613292,1500.9266009508469,1462.6101501037324,1426.3112792229169,1400.0960006578398,1379.9307349701794,1364.8069786629198,1346.6586922581143,1335.5681928604727,1325.4860004982527,1316.4120928596087,1321.4531449723431,1318.4285113946478,1318.4285113946478,1301.2890525268974,1273.0598486045944,1240.7986678470982,1199.4652577592099,1109.7464798657393,771.104075329338,339.97393108066609,254.40382792207021,199.04985036997184,142.70547410211842,91.411415436090294,54.215835334169334,26.08484865749011,11.02640849775289,4.0055490228453374,3.0032976479526123,0,0,0,0,0,0,0,0,0,0,0,0,0,0,0,0,0,0,0,0,0,0,0,0,0,0,0,0,0,0,0,0,0,0,0,0,0]
[125,1891.2012092550665,1847.8330504761366,1761.0998079884325,1681.4300046561746,1602.7723801538846,1541.2607624665918,1478.7432718374282,1430.3444419494335,1394.0463902945748,1353.716330339915,1321.4531449723431,1293.223502678904,1271.0435006619564,1248.8638853173522,1238.7823716493383,1225.6765265172949,1205.5139617506477,1195.4328053510533,1174.2626542209405,1159.1413507444108,1144.0202443352066,1115.7947153193904,1081.5218194293543,1039.1862147201346,970.64654035114972,688.47972904866845,279.56888908570443,190.99955462404839,150.7534814279953,104.48414005107793,65.271902290436884,37.13384546983891,17.048232921663399,6.010760193776199,4.0055490228453374,2.001386774925161,0,0,0,0,0,0,0,0,0,0,0,0,0,0,0,0,0,0,0,0,0,0,0,0,0,0,0,0,0,0,0,0,0,0,0,0,0]
[135,1891.2012092550665,1835.7304889559762,1733.8704744608951,1646.1344515254048,1554.3695933613292,1486.809898764471,1433.3693214517562,1385.9802839602717,1347.6669240119957,1309.3546523168495,1274.0680237726388,1239.7905193387353,1207.5302031596229,1180.3112302208708,1152.0848097396088,1130.9154468603931,1113.7786331869247,1097.6501079302609,1074.4657685553254,1046.2420310439961,1028.0986001751089,994.83647850888315,958.55179619027911,913.19787946951817,849.7062037512211,669.33643607066585,261.44980443871583,141.69950455700601,104.48414005107793,69.292772726876819,41.152539512670401,23.072229545451361,10.023052380778998,4.0055490228453374,2.001386774925161,2.001386774925161,0,0,0,0,0,0,0,0,0,0,0,0,0,0,0,0,0,0,0,0,0,0,0,0,0,0,0,0,0,0,0,0,0,0,0,0,0]
[145,1891.2012092550665,1826.6536200966789,1720.7602065632027,1622.9406415574351,1527.143684556321,1462.6101501037324,1410.1787425713437,1365.8152238951263,1327.5024328602644,1293.223502678904,1248.8638853173522,1210.5545715773555,1170.2302875026519,1134.9476761605938,1090.5939523736934,1061.3617971193553,1032.1304462556957,1006.9316688518034,983.74934970527374,948.4729591018255,922.26848628259552,881.95537282916689,841.64410075501223,792.26543167088664,737.85169386875282,627.02164734385292,320.84440753413026,95.433604846914434,64.266722767294254,41.152539512670401,25.080601549217004,13.03338714150617,6.010760193776199,3.0032976479526123,1,1,0,0,0,0,0,0,0,0,0,0,0,0,0,0,0,0,0,0,0,0,0,0,0,0,0,0,0,0,0,0,0,0,0,0,0,0,0]
[155,1891.2012092550665,1835.7304889559762,1722.7771643791923,1622.9406415574351,1527.143684556321,1462.6101501037324,1414.2118595312106,1370.8564611983852,1325.4860004982527,1278.1007324082996,1229.7090794083842,1195.4328053510533,1139.9879829053571,1098.6581338586072,1052.2899114552088,1016.0031569562071,981.73352147507615,946.45720448724194,919.24494073234825,875.9085625698043,841.64410075501223,796.29623070059233,754.98152574436392,704.6008099179503,644.14872863759194,548.44476923822299,338.96708669873658,87.389402877861457,44.166819783667599,29.097816174642574,18.052101952375242,9.0197967621976929,4.0055490228453374,2.001386774925161,0,1,0,0,0,0,0,0,0,0,0,0,0,0,0,0,0,0,0,0,0,0,0,0,0,0,0,0,0,0,0,0,0,0,0,0,0,0,0]
[165,1891.2012092550665,1820.602399209437,1706.6415681363681,1604.789194937694,1515.04343577995,1450.5104253628438,1400.0960006578398,1356.7410436388031,1305.3218461984061,1256.929154821795,1204.5058423091175,1152.0848097396088,1088.5779162930164,1048.2579873104198,1003.9078575905033,965.60704521228104,928.31560705822335,885.98660269562492,859.78393987716277,812.4196296344146,776.14244147242925,738.85932012952514,701.57807892996118,653.21619193423737,594.78371390751465,483.97978406127578,279.56888908570443,121.58168435931715,71.303296239406109,33.11558670666593,16.044422974417238,9.0197967621976929,4.0055490228453374,1,0,1,0,0,0,0,0,0,0,0,0,0,0,0,0,0,0,0,0,0,0,0,0,0,0,0,0,0,0,0,0,0,0,0,0,0,0,0,0]
[175,1891.2012092550665,1817.5767962963719,1703.6161607642787,1599.7471627328159,1516.0517861677681,1455.5519651324416,1404.1290887478256,1356.7410436388031,1300.2808560583592,1251.8883553017529,1189.3841522320038,1132.9315597183911,1078.4977919773303,1039.1862147201346,996.85233341219282,956.53602026718772,926.29989574785589,890.01785088596125,869.86179401276763,830.55883525843592,796.29623070059233,761.02744192192483,714.67667312976948,658.25372599006528,592.76890006969472,473.90787777004903,264.46956703503446,151.75951300673236,108.50685582932681,52.205871129025049,20.060004479273225,10.023052380778998,5.0080536687636448,1,1,1,0,0,0,0,0,0,0,0,0,0,0,0,0,0,0,0,0,0,0,0,0,0,0,0,0,0,0,0,0,0,0,0,0,0,0,0,0]
[180,1891.2012092550665,1759.0828058157663,1653.1935021822549,1553.3612178210465,1487.8182302094006,1425.3029903202066,1366.8234698708777,1318.4285113946478,1269.0271559147989,1211.5626960616064,1149.0605910828374,1097.6501079302609,1040.1941855580774,1003.9078575905033,959.55968574044186,921.26063666397067,899.08822588305679,860.79172000305243,849.7062037512211,805.36560288841395,772.11174593380383,735.83644547306255,688.47972904866845,631.05150724510781,561.54017517044895,422.54458421059621,219.17698581717505,139.68758692140284,92.416946510646028,40.147827669756929,16.044422974417238,9.0197967621976929,3.0032976479526123,1,1,0,0,0,0,0,0,0,0,0,0,0,0,0,0,0,0,0,0,0,0,0,0,0,0,0,0,0,0,0,0,0,0,0,0,0,0,0,0]
[null,"P - MH 140W Type II Short"]
[null,"Generic"]
[null,"MH"]
[null,"NA"]
[null,154]
[null,"TYPE II, SHORT, SEMICUTOFF"]
[]
[null,73]
[null,30]
[null,0,2.5,5,7.5,10,12.5,15,17.5,20,22.5,25,27.5,30,32.5,35,37.5,40,42.5,45,47.5,50,52.5,55,57.5,60,62.5,65,67.5,70,72.5,75,77.5,80,82.5,85,87.5,90,92.5,95,97.5,100,102.5,105,107.5,110,112.5,115,117.5,120,122.5,125,127.5,130,132.5,135,137.5,140,142.5,145,147.5,150,152.5,155,157.5,160,162.5,165,167.5,170,172.5,175,177.5,180]
[0,2576.1337676534854,2573.1071146165109,2715.3635817368627,2900.0053677325118,3210.7947642068034,3551.8903955225719,3843.5633615794063,3978.81034087836,3994.9595439799309,3910.1769614510358,3817.3219559835075,3699.2378790461876,3514.5498700196258,3340.9721589874698,3120.9855144537578,2870.744390985134,2570.0804651361213,2279.5393483374469,1987.0180741241566,1740.9298905498288,1525.1269697549496,1357.7492829028563,1212.5708213838691,1083.5378424249502,952.50448116116092,847.6906708095355,749.94329919411564,662.28378097872496,552.47409198138303,465.85050649283932,365.14598667045368,338.96708669873658,363.13215678677932,322.85798908042426,64.266722767294254,29.097816174642574,22.068108142325048,20.060004479273225,5.0080536687636448,4.0055490228453374,3.0032976479526123,3.0032976479526123,3.0032976479526123,3.0032976479526123,2.001386774925161,2.001386774925161,2.001386774925161,3.0032976479526123,3.0032976479526123,4.0055490228453374,5.0080536687636448,3.0032976479526123,4.0055490228453374,3.0032976479526123,3.0032976479526123,4.0055490228453374,3.0032976479526123,4.0055490228453374,6.010760193776199,5.0080536687636448,6.010760193776199,6.010760193776199,6.010760193776199,7.0136346326260179,8.016652840637061,7.0136346326260179,9.0197967621976929,10.023052380778998,12.029855959070284,13.03338714150617,12.029855959070284,14.036995597894803,14.036995597894803]
[5,2576.1337676534854,2617.4983801075382,2776.9094907189938,3022.0974202989837,3355.1002466741425,3675.01596585265,3904.1211325047793,3991.9315634227764,3978.81034087836,3907.1490458058179,3818.33123748973,3703.2748800106847,3541.7983227576105,3361.1551596054342,3137.1308093309594,2874.780370131793,2561.0005380762923,2257.3466999668631,1954.7423927236248,1707.6500384515043,1478.7432718374282,1310.3628557868033,1174.2626542209405,1051.2819289698355,929.32346435368083,823.50465222952312,725.76028650321916,635.08139285545383,532.32777619799867,437.65081969353872,359.10453055246012,341.98762877226108,345.0081974980904,260.44322462984479,55.220845530457993,24.076394620737908,17.048232921663399,12.029855959070284,4.0055490228453374,4.0055490228453374,3.0032976479526123,3.0032976479526123,2.001386774925161,1,2.001386774925161,2.001386774925161,2.001386774925161,4.0055490228453374,3.0032976479526123,3.0032976479526123,3.0032976479526123,4.0055490228453374,4.0055490228453374,4.0055490228453374,4.0055490228453374,5.0080536687636448,6.010760193776199,6.010760193776199,6.010760193776199,7.0136346326260179,7.0136346326260179,7.0136346326260179,8.016652840637061,9.0197967621976929,10.023052380778998,10.023052380778998,10.023052380778998,12.029855959070284,12.029855959070284,13.03338714150617,14.036995597894803,13.03338714150617,14.036995597894803]
[15,2576.1337676534854,2609.4271846089255,2765.8109465161397,3006.9617701793968,3353.0819447885815,3735.5710455974713,4067.6317612288967,4257.3930533682742,4306.8535173646696,4315.9381542623805,4272.5339510752292,4186.736245108521,4032.3048254984387,3811.2662725469077,3551.8903955225719,3249.1410552393327,2897.9873598327154,2539.8141668687681,2173.621870706746,1879.0983663391421,1607.8144218600987,1407.153912411736,1250.8801978283477,1125.875180438205,998.86819238794283,896.06475734774426,812.4196296344146,739.86694776308775,659.26123743228948,591.76149571488634,520.24035054929641,491.03024332244547,480.95818998708097,282.58885271036019,49.191070759971105,14.036995597894803,10.023052380778998,6.010760193776199,4.0055490228453374,4.0055490228453374,3.0032976479526123,3.0032976479526123,2.001386774925161,2.001386774925161,2.001386774925161,2.001386774925161,2.001386774925161,2.001386774925161,2.001386774925161,3.0032976479526123,3.0032976479526123,4.0055490228453374,4.0055490228453374,4.0055490228453374,5.0080536687636448,5.0080536687636448,6.010760193776199,6.010760193776199,6.010760193776199,7.0136346326260179,8.016652840637061,8.016652840637061,8.016652840637061,9.0197967621976929,9.0197967621976929,10.023052380778998,11.02640849775289,12.029855959070284,13.03338714150617,13.03338714150617,14.036995597894803,14.036995597894803,14.036995597894803]
[25,2576.1337676534854,2628.5963144995176,2778.9274126129517,3010.9979361185592,3404.549019988046,3842.5540734313845,4281.6185154407831,4640.9785476059524,4877.2023959753578,4962.0035182780321,4900.4216055206289,4679.3388841642691,4407.7949936482182,4077.7252278514898,3734.5617861880355,3414.6406948766157,3113.9219741570109,2826.3489962567992,2486.34458988199,2163.5347569320406,1849.850151775712,1606.806012253599,1429.3361502014563,1295.2398854419098,1172.2464691296789,1088.5779162930164,1019.0270043413617,949.48083801458813,877.92416137017199,825.52012695763631,779.16547685559692,755.98917509219189,730.79834863924555,384.27791554552124,44.166819783667599,15.040675804218308,9.0197967621976929,5.0080536687636448,4.0055490228453374,4.0055490228453374,3.0032976479526123,3.0032976479526123,3.0032976479526123,2.001386774925161,2.001386774925161,3.0032976479526123,2.001386774925161,3.0032976479526123,3.0032976479526123,3.0032976479526123,4.0055490228453374,4.0055490228453374,4.0055490228453374,4.0055490228453374,5.0080536687636448,5.0080536687636448,6.010760193776199,6.010760193776199,7.0136346326260179,6.010760193776199,8.016652840637061,8.016652840637061,8.016652840637061,8.016652840637061,9.0197967621976929,10.023052380778998,12.029855959070284,12.029855959070284,13.03338714150617,14.036995597894803,14.036995597894803,14.036995597894803,14.036995597894803]
[35,2576.1337676534854,2624.5606965670422,2758.7482597224889,2993.8442682929112,3359.1368540832968,3852.6469668177406,4478.4554043586895,5144.7346356293401,5643.4917038979456,5780.8092462404029,5625.3175716766973,5279.0108185274394,4880.2309822733505,4468.3609913689133,4140.3052756330453,3846.5912276117856,3595.2866338247959,3356.1093980718083,3056.4051736815013,2744.6229403708576,2378.4001028272392,2063.67490132071,1808.5000177796319,1617.8985526110023,1453.5353471278422,1337.5846404755096,1249.872041166662,1178.2950347724434,1115.7947153193904,1085.5538691678053,1065.3937712079951,1031.1224832580795,711.6538991736503,187.9807803590999,28.093457349309364,15.040675804218308,8.016652840637061,6.010760193776199,6.010760193776199,4.0055490228453374,4.0055490228453374,3.0032976479526123,3.0032976479526123,2.001386774925161,3.0032976479526123,3.0032976479526123,3.0032976479526123,2.001386774925161,3.0032976479526123,4.0055490228453374,4.0055490228453374,4.0055490228453374,4.0055490228453374,5.0080536687636448,5.0080536687636448,6.010760193776199,6.010760193776199,6.010760193776199,7.0136346326260179,7.0136346326260179,7.0136346326260179,8.016652840637061,8.016652840637061,9.0197967621976929,10.023052380778998,10.023052380778998,11.02640849775289,12.029855959070284,13.03338714150617,13.03338714150617,14.036995597894803,14.036995597894803,14.036995597894803]
[45,2576.1337676534854,2622.5428899248755,2741.5960956598783,2939.3568009817645,3270.3326209084876,3801.1734881871989,4596.5617116977464,5501.129248027577,6200.8592884675463,6460.3756948991577,6298.8078097024218,5957.5093973278435,5600.0758187205283,5254.7802750249357,4967.0512500308823,4726.7849978968807,4501.6726404120145,4305.8441144458866,4087.8187194332641,3846.5912276117856,3508.4946869033406,3117.9582809403232,2723.4350976302153,2368.312079726496,2039.4671697804051,1819.5938643465445,1668.3201405373907,1564.4533846379861,1438.4108014537403,1402.1125432541658,1373.881212474487,1178.2950347724434,664.29881766947972,113.53545948863409,34.120107905260866,17.048232921663399,10.023052380778998,7.0136346326260179,6.010760193776199,5.0080536687636448,4.0055490228453374,4.0055490228453374,3.0032976479526123,3.0032976479526123,3.0032976479526123,3.0032976479526123,3.0032976479526123,3.0032976479526123,3.0032976479526123,4.0055490228453374,4.0055490228453374,4.0055490228453374,4.0055490228453374,5.0080536687636448,5.0080536687636448,6.010760193776199,6.010760193776199,7.0136346326260179,7.0136346326260179,7.0136346326260179,8.016652840637061,8.016652840637061,8.016652840637061,9.0197967621976929,10.023052380778998,11.02640849775289,12.029855959070284,12.029855959070284,14.036995597894803,14.036995597894803,13.03338714150617,14.036995597894803,14.036995597894803]
[55,2576.1337676534854,2619.516182870057,2720.4082763658648,2875.7893658032303,3151.2580104570297,3639.6926286191406,4391.6442008653567,5247.7130541725755,5908.0328204762591,6166.527181700294,6157.4393030049905,6109.9805990839686,6110.9903549176361,6135.2245448670192,6180.6639084802682,6161.4783585498108,6031.2201598763195,5761.6249802131979,5426.4156670005168,5185.1180860068444,5088.1983376699836,4990.2708820187736,4798.4598151112186,4386.5970902792023,3794.1085550601065,3209.78565743934,2745.6318893490893,2400.5939038614811,2115.1172687069893,1896.2440833351525,1681.4300046561746,1232.7335027485854,511.17496508518565,192.00582334211265,54.215835334169334,22.068108142325048,12.029855959070284,9.0197967621976929,7.0136346326260179,6.010760193776199,5.0080536687636448,4.0055490228453374,4.0055490228453374,2.001386774925161,3.0032976479526123,3.0032976479526123,2.001386774925161,3.0032976479526123,3.0032976479526123,4.0055490228453374,4.0055490228453374,4.0055490228453374,5.0080536687636448,5.0080536687636448,6.010760193776199,6.010760193776199,6.010760193776199,6.010760193776199,7.0136346326260179,7.0136346326260179,7.0136346326260179,8.016652840637061,9.0197967621976929,10.023052380778998,10.023052380778998,11.02640849775289,12.029855959070284,12.029855959070284,13.03338714150617,13.03338714150617,13.03338714150617,13.03338714150617,14.036995597894803]
[60,2576.1337676534854,2620.5250848336741,2708.3010249897111,2836.4387979121648,3074.5682579705749,3498.4027382516956,4139.295912487366,4852.9737733254306,5398.1459305972357,5626.3272441518729,5719.2178820554409,5832.3041689538113,6058.4832732330606,6328.0916847613435,6591.6525788756844,6706.7744592676409,6608.8197502453277,6263.4653830590796,5855.5275182441519,5678.8304615365687,5759.6055874977428,5950.4412897086568,6051.4150468682465,5919.1397712080861,5461.7530443165233,4873.1642838341195,4217.0175896581886,3579.1391348473385,2988.7990905344013,2529.7254806385945,2027.3634114420508,1372.87296130921,551.46675853493446,157.79584087948061,66.277097278608665,27.089134400918912,17.048232921663399,12.029855959070284,9.0197967621976929,7.0136346326260179,6.010760193776199,5.0080536687636448,3.0032976479526123,3.0032976479526123,3.0032976479526123,3.0032976479526123,3.0032976479526123,4.0055490228453374,3.0032976479526123,4.0055490228453374,4.0055490228453374,5.0080536687636448,5.0080536687636448,5.0080536687636448,6.010760193776199,6.010760193776199,6.010760193776199,7.0136346326260179,7.0136346326260179,7.0136346326260179,8.016652840637061,9.0197967621976929,9.0197967621976929,10.023052380778998,10.023052380778998,12.029855959070284,12.029855959070284,12.029855959070284,13.03338714150617,14.036995597894803,14.036995597894803,13.03338714150617,14.036995597894803]
[62.5,2576.1337676534854,2616.4894793089347,2705.2742205847439,2823.3220627711585,3045.3055641018332,3427.7599167627723,4009.090150200836,4637.9501134393231,5102.3323535967966,5298.1934109561716,5417.328949931567,5605.1241602352584,5924.188392062355,6312.9448358924392,6664.360903423888,6838.0562039405704,6758.2769942988571,6377.5716430204111,5975.6845696494829,5844.4206875159471,6012.0350798012332,6323.0427311097346,6553.2790633751902,6621.9476172403865,6384.6402398621567,5974.6748364034729,5344.6357636820503,4576.3723823254804,3779.9787282573307,3124.0127509005588,2376.3824947816124,1520.0851944146068,597.80594744145617,199.04985036997184,75.324511642000047,29.097816174642574,17.048232921663399,14.036995597894803,11.02640849775289,8.016652840637061,6.010760193776199,5.0080536687636448,4.0055490228453374,4.0055490228453374,3.0032976479526123,3.0032976479526123,3.0032976479526123,4.0055490228453374,4.0055490228453374,4.0055490228453374,4.0055490228453374,5.0080536687636448,5.0080536687636448,5.0080536687636448,6.010760193776199,6.010760193776199,6.010760193776199,7.0136346326260179,7.0136346326260179,8.016652840637061,8.016652840637061,9.0197967621976929,10.023052380778998,10.023052380778998,10.023052380778998,11.02640849775289,12.029855959070284,13.03338714150617,14.036995597894803,14.036995597894803,13.03338714150617,14.036995597894803,14.036995597894803]
[65,2576.1337676534854,2620.5250848336741,2694.1759667401593,2800.1156806776407,3000.9075314208349,3363.1734663383204,3852.6469668177406,4390.6347782843422,4769.1840554204136,4944.8412687205109,5082.1409142732418,5310.3087682547066,5705.0822523608813,6157.4393030049905,6604.7804117932392,6840.0759428812389,6753.2277087741295,6393.7284472880528,6038.2883626509147,5991.8403247469259,6250.3382467015817,6582.5640944609086,6889.5597326103853,7151.122746029132,7237.975916511632,7163.2417301005426,6690.6168824964061,5856.5372311727551,4892.3453462297839,3974.7730503239914,2922.2035470053088,1800.4318084083402,759.01213117901898,270.50919518025506,92.416946510646028,33.11558670666593,20.060004479273225,16.044422974417238,12.029855959070284,8.016652840637061,7.0136346326260179,5.0080536687636448,4.0055490228453374,3.0032976479526123,3.0032976479526123,3.0032976479526123,3.0032976479526123,3.0032976479526123,4.0055490228453374,4.0055490228453374,4.0055490228453374,4.0055490228453374,5.0080536687636448,5.0080536687636448,6.010760193776199,6.010760193776199,6.010760193776199,7.0136346326260179,7.0136346326260179,8.016652840637061,8.016652840637061,9.0197967621976929,9.0197967621976929,10.023052380778998,10.023052380778998,11.02640849775289,12.029855959070284,12.029855959070284,13.03338714150617,14.036995597894803,14.036995597894803,14.036995597894803,14.036995597894803]
[67.5,2576.1337676534854,2615.4805788989688,2693.1670368343684,2791.0349746805823,2971.6455498804635,3277.3965066608112,3718.4136727441432,4153.4270188754326,4453.219414615317,4600.5995882153038,4733.8514811912464,4976.1371800965371,5399.1555614980762,5890.8675740258614,6387.6696409024016,6682.5381087227415,6615.8885984703493,6291.7393084894811,6044.3468287510486,6110.9903549176361,6438.1598690249339,6763.3262835922569,7077.3993695862882,7473.2926100048508,7886.3770187896616,8239.8894483521708,8072.2216234282223,7296.5518992134148,6242.2600226291624,5087.1887666033472,3738.5988254599183,2275.5043052446545,968.63073915137215,373.20141655675388,117.55850313942643,34.120107905260866,23.072229545451361,19.056026783849234,14.036995597894803,10.023052380778998,7.0136346326260179,5.0080536687636448,4.0055490228453374,3.0032976479526123,3.0032976479526123,4.0055490228453374,3.0032976479526123,4.0055490228453374,4.0055490228453374,4.0055490228453374,4.0055490228453374,5.0080536687636448,5.0080536687636448,6.010760193776199,6.010760193776199,6.010760193776199,6.010760193776199,7.0136346326260179,7.0136346326260179,8.016652840637061,9.0197967621976929,9.0197967621976929,10.023052380778998,10.023052380778998,11.02640849775289,11.02640849775289,12.029855959070284,13.03338714150617,13.03338714150617,14.036995597894803,14.036995597894803,14.036995597894803,14.036995597894803]
[70,2576.1337676534854,2617.4983801075382,2683.0777585674373,2770.8557338308706,2929.266639435391,3196.6672983392878,3560.9732855059683,3922.2886474376769,4156.4551193558245,4268.4963731044027,4387.6065119325367,4656.120748026543,5050.844341815292,5534.4477942505519,6038.2883626509147,6339.1993969560863,6297.7980233294875,6075.6490001114753,5982.7527071424392,6190.7615902470125,6621.9476172403865,6914.8067010554105,7150.1128316154964,7593.4786847277064,8295.4427961204728,9060.0956081856493,9232.8334452878498,8643.9221758831627,7634.8877740245734,6301.8371697914436,4645.0164628988859,2843.5016804127231,1326.4942162964878,511.17496508518565,146.72942263482432,41.152539512670401,26.08484865749011,22.068108142325048,16.044422974417238,11.02640849775289,8.016652840637061,6.010760193776199,4.0055490228453374,4.0055490228453374,4.0055490228453374,3.0032976479526123,3.0032976479526123,4.0055490228453374,4.0055490228453374,4.0055490228453374,5.0080536687636448,5.0080536687636448,6.010760193776199,6.010760193776199,6.010760193776199,6.010760193776199,7.0136346326260179,7.0136346326260179,8.016652840637061,8.016652840637061,9.0197967621976929,10.023052380778998,10.023052380778998,11.02640849775289,11.02640849775289,12.029855959070284,13.03338714150617,13.03338714150617,14.036995597894803,14.036995597894803,14.036995597894803,14.036995597894803,14.036995597894803]
[72.5,2576.1337676534854,2617.4983801075382,2683.0777585674373,2755.7213994806179,2902.0233770351701,3130.0672325829137,3431.7966105206992,3707.311885371606,3882.9258051876818,3961.6518843365898,4071.6691448788879,4283.637310138467,4650.0638619459478,5090.2174804035585,5519.3029755990437,5785.8577478797442,5827.2556269716943,5700.0338216592754,5767.6831626010498,6124.1171959133453,6690.6168824964061,6997.6174021654806,7152.1326605852437,7539.9501964454057,8420.6917035876359,9551.043132691726,10044.03639466528,9701.5650777110186,8861.0976211827729,7534.9003586151066,5678.8304615365687,3532.7154818290619,1729.8365352943624,678.4042444537622,181.94337791178063,45.171626266426578,31.106636592896205,26.08484865749011,19.056026783849234,12.029855959070284,8.016652840637061,6.010760193776199,5.0080536687636448,4.0055490228453374,4.0055490228453374,4.0055490228453374,4.0055490228453374,4.0055490228453374,4.0055490228453374,5.0080536687636448,5.0080536687636448,5.0080536687636448,6.010760193776199,6.010760193776199,6.010760193776199,7.0136346326260179,7.0136346326260179,7.0136346326260179,8.016652840637061,8.016652840637061,8.016652840637061,10.023052380778998,10.023052380778998,10.023052380778998,11.02640849775289,12.029855959070284,12.029855959070284,13.03338714150617,13.03338714150617,14.036995597894803,14.036995597894803,14.036995597894803,14.036995597894803]
[75,2576.1337676534854,2614.4716788777887,2669.9617535039465,2736.5513618954656,2864.6904328960863,3054.3870598493263,3301.615658796441,3512.5314744886432,3634.6464654654005,3694.1916340302992,3781.9972717174878,3950.5493931740411,4251.3367093368051,4616.751129659031,4987.2422282364787,5208.338712409055,5237.6170408802873,5202.2811477059304,5424.3963952262038,5860.5760846259909,6499.758482713416,6879.4609710926061,7021.8548662635494,7381.3869129359919,8406.5506041878689,9850.0688805068858,10429.961988572135,10266.295434561798,9611.6557135343464,8403.5203716925607,6407.8656844840434,4055.5196343149314,2001.1388499370387,791.25773511047908,200.05616048375992,48.186177781824156,39.143140946941287,32.111095952304076,23.072229545451361,14.036995597894803,9.0197967621976929,7.0136346326260179,5.0080536687636448,4.0055490228453374,4.0055490228453374,4.0055490228453374,4.0055490228453374,4.0055490228453374,4.0055490228453374,5.0080536687636448,5.0080536687636448,6.010760193776199,6.010760193776199,7.0136346326260179,6.010760193776199,7.0136346326260179,7.0136346326260179,8.016652840637061,8.016652840637061,9.0197967621976929,10.023052380778998,10.023052380778998,10.023052380778998,11.02640849775289,11.02640849775289,12.029855959070284,13.03338714150617,13.03338714150617,14.036995597894803,14.036995597894803,14.036995597894803,14.036995597894803,14.036995597894803]
[77.5,2576.1337676534854,2610.4360826839252,2662.8993158797643,2717.3814584658967,2830.3849126080859,2983.7539212837764,3178.5035053411807,3334.9172825205819,3422.7140562443738,3451.98015035139,3520.6050635579218,3647.7665041985438,3869.8049461585542,4138.2865495875649,4406.7855673650165,4558.2020619563446,4582.4291718121676,4595.552243121916,4806.5359181977456,5309.2991540909416,5947.4121032959647,6361.4148796431136,6570.4461347444003,6972.3701329154565,8076.261771360626,9672.268676232281,10289.531886273151,10247.10014451059,9831.8846205345471,8846.9558010008077,6912.7869401865037,4444.1344932393431,2207.9184060557081,875.9085625698043,227.22836710560355,53.210843750071625,47.181305740243346,37.13384546983891,27.089134400918912,16.044422974417238,10.023052380778998,7.0136346326260179,6.010760193776199,5.0080536687636448,4.0055490228453374,4.0055490228453374,5.0080536687636448,4.0055490228453374,5.0080536687636448,5.0080536687636448,5.0080536687636448,6.010760193776199,6.010760193776199,6.010760193776199,7.0136346326260179,7.0136346326260179,8.016652840637061,8.016652840637061,8.016652840637061,9.0197967621976929,9.0197967621976929,10.023052380778998,10.023052380778998,11.02640849775289,11.02640849775289,12.029855959070284,13.03338714150617,14.036995597894803,14.036995597894803,14.036995597894803,14.036995597894803,14.036995597894803,14.036995597894803]
[80,2576.1337676534854,2612.4538800023865,2657.8547290302031,2706.2831550106789,2802.1336193422089,2930.275654029515,3082.6407743219434,3192.6308909642153,3246.1136999658443,3262.2596272865171,3306.6613378743223,3398.4940293933391,3562.9917086474275,3731.5340095948823,3893.0188038195333,3971.7450850964365,3964.6798418701683,4005.0528290529305,4194.8112489934265,4649.0543816984855,5182.089316298956,5559.6892506185159,5770.7122561792476,6239.2306912937966,7414.7152211627008,8988.3750131593006,9573.2677011774904,9569.2268667063927,9365.1669581594251,8643.9221758831627,6790.5925107801122,4381.5499854943173,2163.5347569320406,809.39646779127065,214.14502188707684,64.266722767294254,59.241065852707941,44.166819783667599,31.106636592896205,17.048232921663399,10.023052380778998,8.016652840637061,6.010760193776199,5.0080536687636448,5.0080536687636448,5.0080536687636448,4.0055490228453374,5.0080536687636448,5.0080536687636448,6.010760193776199,6.010760193776199,6.010760193776199,7.0136346326260179,7.0136346326260179,7.0136346326260179,7.0136346326260179,8.016652840637061,8.016652840637061,9.0197967621976929,9.0197967621976929,10.023052380778998,10.023052380778998,11.02640849775289,11.02640849775289,11.02640849775289,12.029855959070284,13.03338714150617,14.036995597894803,14.036995597894803,14.036995597894803,14.036995597894803,14.036995597894803,14.036995597894803]
[82.5,2576.1337676534854,2610.4360826839252,2647.765584044253,2687.1134653340314,2774.8915702899521,2871.7533852406859,2985.7719879621604,3066.4957627930094,3098.785870325059,3102.8221574733529,3135.1126429229589,3191.621789916775,3287.4877983976407,3377.3016473084622,3456.0168724869995,3475.1913668626535,3443.9067202330839,3463.0811475551609,3585.1944384528538,3912.1955731826233,4280.6091184485003,4576.3723823254804,4782.3076496979465,5225.5018505957023,6238.2209145084898,7672.2571448049812,8255.040324378253,8349.9864446260653,8339.8857420536533,7856.0766801527207,6297.7980233294875,4075.7065325282688,1986.0094511080301,754.98152574436392,205.08778640429045,78.340564620239888,63.261558950597731,47.181305740243346,33.11558670666593,21.064032395764698,11.02640849775289,8.016652840637061,6.010760193776199,6.010760193776199,6.010760193776199,5.0080536687636448,6.010760193776199,6.010760193776199,6.010760193776199,6.010760193776199,7.0136346326260179,6.010760193776199,7.0136346326260179,8.016652840637061,8.016652840637061,8.016652840637061,8.016652840637061,9.0197967621976929,9.0197967621976929,10.023052380778998,10.023052380778998,10.023052380778998,11.02640849775289,11.02640849775289,12.029855959070284,12.029855959070284,13.03338714150617,14.036995597894803,14.036995597894803,14.036995597894803,15.040675804218308,15.040675804218308,14.036995597894803]
[85,2576.1337676534854,2614.4716788777887,2643.7299367952533,2671.9795962551161,2743.6139917631563,2826.3489962567992,2913.1224532323995,2961.5552780196167,2978.7087605553952,2976.6906986534937,2994.8533048643008,3026.1336064696548,3080.6226432520925,3103.8312300802768,3119.9764362898773,3089.704243455029,3038.2421972210832,3041.2693524491815,3103.8312300802768,3298.5882550465558,3508.4946869033406,3698.2286294925589,3864.7584737422349,4221.0551187116253,5014.5001782903973,6100.892804086152,6642.144386445133,6840.0759428812389,6936.014225729291,6577.5149418683268,5313.3376118963934,3350.0544942360771,1618.9069691460379,614.93222355435944,183.95582347890559,83.367575300668861,67.282307497705418,46.176455080303917,34.120107905260866,18.052101952375242,12.029855959070284,9.0197967621976929,7.0136346326260179,7.0136346326260179,6.010760193776199,6.010760193776199,6.010760193776199,6.010760193776199,6.010760193776199,6.010760193776199,7.0136346326260179,7.0136346326260179,7.0136346326260179,8.016652840637061,8.016652840637061,8.016652840637061,9.0197967621976929,10.023052380778998,10.023052380778998,10.023052380778998,10.023052380778998,10.023052380778998,12.029855959070284,12.029855959070284,12.029855959070284,12.029855959070284,13.03338714150617,14.036995597894803,14.036995597894803,15.040675804218308,14.036995597894803,15.040675804218308,14.036995597894803]
[87.5,2576.1337676534854,2608.4182869236092,2634.6497530007728,2657.8547290302031,2715.3635817368627,2779.9363741089437,2844.5106650587786,2878.8163549390165,2880.8343494628666,2873.7713748141391,2887.8973414107272,2898.9963636071943,2913.1224532323995,2897.9873598327154,2880.8343494628666,2819.2861565006547,2754.7124468045627,2739.5782010403482,2753.7034944976781,2856.6185086636519,2955.5011313807599,3055.3961165989585,3169.4216476905917,3421.7048850321039,3913.2048794386455,4670.2535128071995,5115.4568319825366,5369.8763420927153,5521.322282356391,5230.5498431411925,4192.7924965652064,2529.7254806385945,1203.4977237104949,471.89352202889989,161.82018819187493,84.37301438003783,63.261558950597731,44.166819783667599,31.106636592896205,18.052101952375242,11.02640849775289,9.0197967621976929,8.016652840637061,7.0136346326260179,6.010760193776199,6.010760193776199,7.0136346326260179,7.0136346326260179,7.0136346326260179,7.0136346326260179,8.016652840637061,8.016652840637061,8.016652840637061,8.016652840637061,9.0197967621976929,9.0197967621976929,9.0197967621976929,10.023052380778998,10.023052380778998,9.0197967621976929,10.023052380778998,11.02640849775289,12.029855959070284,12.029855959070284,12.029855959070284,12.029855959070284,13.03338714150617,14.036995597894803,14.036995597894803,15.040675804218308,14.036995597894803,14.036995597894803,14.036995597894803]
[90,2576.1337676534854,2603.3738043476001,2629.60521995013,2643.7299367952533,2691.1491781557102,2737.5603079056582,2784.9811870737126,2807.178472352779,2801.1246498283881,2785.9901507626992,2793.0529067993107,2788.008079235663,2786.9991148167296,2744.6229403708576,2704.265286534715,2632.6319386215937,2568.0627007938024,2539.8141668687681,2528.7166142236074,2578.1515383186229,2608.4182869236092,2660.8814799932975,2726.4619222552083,2879.825352024357,3149.2398349873142,3594.2774130127364,3934.4003707869638,4181.6893755794981,4268.4963731044027,4008.0808195329178,3176.4853125092473,1834.7219457534077,864.82285227978628,352.05629353891283,142.70547410211842,81.356733631351972,58.235984471133037,42.157275863478645,30.102209640499385,17.048232921663399,12.029855959070284,9.0197967621976929,8.016652840637061,7.0136346326260179,7.0136346326260179,7.0136346326260179,6.010760193776199,7.0136346326260179,7.0136346326260179,8.016652840637061,8.016652840637061,8.016652840637061,8.016652840637061,8.016652840637061,9.0197967621976929,10.023052380778998,9.0197967621976929,10.023052380778998,10.023052380778998,11.02640849775289,10.023052380778998,11.02640849775289,12.029855959070284,11.02640849775289,12.029855959070284,12.029855959070284,13.03338714150617,14.036995597894803,14.036995597894803,14.036995597894803,15.040675804218308,15.040675804218308,14.036995597894803]
[95,2576.1337676534854,2602.3649090035683,2614.4716788777887,2620.5250848336741,2648.7744968170055,2669.9617535039465,2689.1313209885525,2688.1223929721432,2681.0599074576367,2655.8368969675639,2651.8012374381346,2630.614125787446,2606.400492722641,2547.8851446854642,2484.3268923340765,2410.6820631175583,2347.1273711636914,2321.9077292215643,2295.67959193665,2307.7848490756414,2287.6094559165385,2298.7059002562532,2308.7936233718156,2346.1185802688565,2398.5762770867805,2551.9206431767848,2678.0331336380009,2797.0887754051128,2696.1938276839564,2400.5939038614811,1773.2018693958976,855.75283118813752,376.22224775081384,178.92475133337754,98.450358463414005,62.256411089425562,49.191070759971105,36.12923810708449,24.076394620737908,16.044422974417238,12.029855959070284,9.0197967621976929,8.016652840637061,7.0136346326260179,7.0136346326260179,7.0136346326260179,7.0136346326260179,8.016652840637061,8.016652840637061,9.0197967621976929,9.0197967621976929,9.0197967621976929,9.0197967621976929,9.0197967621976929,10.023052380778998,10.023052380778998,10.023052380778998,10.023052380778998,11.02640849775289,11.02640849775289,11.02640849775289,12.029855959070284,12.029855959070284,12.029855959070284,12.029855959070284,13.03338714150617,14.036995597894803,15.040675804218308,15.040675804218308,15.040675804218308,15.040675804218308,15.040675804218308,14.036995597894803]
[105,2576.1337676534854,2590.2581953963549,2588.2404152839531,2570.0804651361213,2565.0360572503428,2563.0182968698623,2563.0182968698623,2541.8319089240376,2516.6102486533723,2485.3357409034811,2471.2118982358429,2428.8408559410454,2389.4969776028306,2325.9428536197333,2268.4429970397496,2199.8485848430059,2146.3867714572339,2117.1346421175112,2081.8308863299858,2087.8829165535226,2055.6056257882178,2039.4671697804051,2025.346125392472,2005.1733756262549,1974.9146317621396,1990.0439462403338,1998.1129610018729,1970.8801674197155,1763.1168124688832,1469.6683691022997,919.24494073234825,271.5158130503724,126.61084744487482,75.324511642000047,50.19598424777044,40.147827669756929,33.11558670666593,25.080601549217004,18.052101952375242,13.03338714150617,11.02640849775289,9.0197967621976929,8.016652840637061,8.016652840637061,7.0136346326260179,8.016652840637061,8.016652840637061,9.0197967621976929,9.0197967621976929,10.023052380778998,10.023052380778998,11.02640849775289,11.02640849775289,11.02640849775289,11.02640849775289,11.02640849775289,12.029855959070284,12.029855959070284,12.029855959070284,12.029855959070284,11.02640849775289,12.029855959070284,12.029855959070284,12.029855959070284,13.03338714150617,14.036995597894803,14.036995597894803,14.036995597894803,15.040675804218308,15.040675804218308,15.040675804218308,15.040675804218308,14.036995597894803]
[115,2576.1337676534854,2575.1248829129099,2555.9561480433085,2528.7166142236074,2501.4773735396752,2478.2738095181139,2468.1853709973598,2434.8938170715887,2402.6115323302456,2360.2416921451395,2333.0043381368682,2289.6269872591311,2244.2329646088592,2184.7177498639853,2136.299785040238,2078.8048778060565,2024.3374831202773,1991.0525713007953,1956.7596073044258,1940.6219490072456,1916.4157132785863,1884.1412081189699,1868.0041620639367,1846.8245006510754,1813.5426669071608,1821.6109346304568,1809.5085464826784,1751.0148202558562,1591.6799442467097,1254.912832585775,673.36655807690715,157.79584087948061,81.356733631351972,52.205871129025049,37.13384546983891,30.102209640499385,24.076394620737908,19.056026783849234,14.036995597894803,11.02640849775289,9.0197967621976929,8.016652840637061,8.016652840637061,8.016652840637061,7.0136346326260179,8.016652840637061,8.016652840637061,9.0197967621976929,10.023052380778998,11.02640849775289,11.02640849775289,11.02640849775289,12.029855959070284,12.029855959070284,12.029855959070284,12.029855959070284,12.029855959070284,12.029855959070284,13.03338714150617,13.03338714150617,12.029855959070284,13.03338714150617,13.03338714150617,13.03338714150617,14.036995597894803,14.036995597894803,15.040675804218308,15.040675804218308,15.040675804218308,15.040675804218308,15.040675804218308,14.036995597894803,14.036995597894803]
[125,2576.1337676534854,2559.9916592749919,2530.7343474555228,2492.3976923349378,2452.0439551181075,2422.7879098801127,2397.5674643351472,2357.215303904326,2304.7585288309633,2251.2941972408598,2210.9445966128064,2163.5347569320406,2120.1607058334635,2059.6402596066764,2013.2424513172753,1945.6649528760877,1900.2783922472568,1868.0041620639367,1821.6109346304568,1807.4914896384403,1765.1338192544852,1736.8959349898671,1701.5992254975022,1676.3877370977445,1645.1260181828966,1669.328587979903,1669.328587979903,1673.3623838322726,1471.685009328937,1111.7625547001749,491.03024332244547,98.450358463414005,60.246164270520133,42.157275863478645,30.102209640499385,23.072229545451361,19.056026783849234,14.036995597894803,9.0197967621976929,7.0136346326260179,6.010760193776199,6.010760193776199,6.010760193776199,6.010760193776199,6.010760193776199,7.0136346326260179,8.016652840637061,8.016652840637061,9.0197967621976929,9.0197967621976929,10.023052380778998,11.02640849775289,10.023052380778998,11.02640849775289,11.02640849775289,12.029855959070284,12.029855959070284,12.029855959070284,12.029855959070284,13.03338714150617,13.03338714150617,13.03338714150617,14.036995597894803,14.036995597894803,14.036995597894803,14.036995597894803,15.040675804218308,15.040675804218308,15.040675804218308,15.040675804218308,15.040675804218308,15.040675804218308,14.036995597894803]
[135,2576.1337676534854,2551.9206431767848,2506.5216551096996,2463.1411671742726,2415.726158572143,2370.3296809182584,2342.0834210246758,2302.7409842063093,2239.189240599384,2173.621870706746,2118.1433295430343,2055.6056257882178,2001.1388499370387,1939.6133498034187,1886.158348608313,1825.6450818896419,1775.2188876679345,1732.8619887894267,1686.4722873203068,1645.1260181828966,1615.8817214250384,1573.5288523154536,1531.1771221372917,1543.2774984550331,1507.9850018626923,1497.90158213066,1511.0100409375907,1465.63509694606,1349.6833897798092,954.52024858783284,413.48110068954406,79.345941616877255,53.210843750071625,36.12923810708449,27.089134400918912,20.060004479273225,16.044422974417238,10.023052380778998,7.0136346326260179,5.0080536687636448,5.0080536687636448,4.0055490228453374,4.0055490228453374,4.0055490228453374,5.0080536687636448,5.0080536687636448,5.0080536687636448,6.010760193776199,7.0136346326260179,8.016652840637061,9.0197967621976929,9.0197967621976929,10.023052380778998,10.023052380778998,11.02640849775289,12.029855959070284,12.029855959070284,12.029855959070284,12.029855959070284,13.03338714150617,13.03338714150617,13.03338714150617,14.036995597894803,14.036995597894803,14.036995597894803,15.040675804218308,15.040675804218308,16.044422974417238,16.044422974417238,16.044422974417238,15.040675804218308,14.036995597894803,14.036995597894803]
[145,2576.1337676534854,2538.8052964415742,2487.3534392694373,2432.8761616893189,2382.4353240465639,2333.0043381368682,2294.6708233821846,2249.2766999423916,2198.839859268573,2137.3084815445268,2061.6575794777095,1985.0008286036355,1907.3384534212546,1828.6706981792865,1766.1423235108944,1713.7008728243975,1655.2103793348597,1610.8396544690274,1571.5120771908057,1511.0100409375907,1465.63509694606,1421.2698418401155,1374.889464378952,1358.757522914859,1313.3874708439646,1269.0271559147989,1213.5789475434437,1210.5545715773555,1111.7625547001749,852.72951211551185,325.87838489895006,62.256411089425562,41.152539512670401,27.089134400918912,19.056026783849234,15.040675804218308,11.02640849775289,6.010760193776199,4.0055490228453374,4.0055490228453374,3.0032976479526123,2.001386774925161,2.001386774925161,3.0032976479526123,3.0032976479526123,4.0055490228453374,4.0055490228453374,4.0055490228453374,6.010760193776199,6.010760193776199,6.010760193776199,8.016652840637061,9.0197967621976929,10.023052380778998,10.023052380778998,11.02640849775289,12.029855959070284,12.029855959070284,12.029855959070284,12.029855959070284,13.03338714150617,13.03338714150617,13.03338714150617,14.036995597894803,14.036995597894803,14.036995597894803,15.040675804218308,16.044422974417238,15.040675804218308,15.040675804218308,15.040675804218308,15.040675804218308,14.036995597894803]
[155,2576.1337676534854,2533.7609503163358,2472.2207414717668,2412.6997000353836,2360.2416921451395,2307.7848490756414,2265.4167288128779,2207.9184060557081,2133.2736983830673,2073.7615400479999,2007.1906415129854,1934.5703616489466,1842.7903068560186,1753.031813170915,1688.4892046054501,1624.9574815204433,1570.5036905978784,1524.1186133530769,1478.7432718374282,1405.1373625798565,1357.7492829028563,1289.1907465801335,1206.5220820343841,1144.0202443352066,1089.5859338675427,1026.0826830543308,960.56757634820201,976.6939690089232,912.19003980772868,741.88220714112128,365.14598667045368,59.241065852707941,30.102209640499385,19.056026783849234,12.029855959070284,8.016652840637061,5.0080536687636448,4.0055490228453374,3.0032976479526123,2.001386774925161,3.0032976479526123,2.001386774925161,2.001386774925161,2.001386774925161,3.0032976479526123,3.0032976479526123,4.0055490228453374,4.0055490228453374,5.0080536687636448,6.010760193776199,6.010760193776199,7.0136346326260179,8.016652840637061,9.0197967621976929,9.0197967621976929,10.023052380778998,11.02640849775289,12.029855959070284,12.029855959070284,12.029855959070284,13.03338714150617,13.03338714150617,13.03338714150617,14.036995597894803,14.036995597894803,15.040675804218308,15.040675804218308,15.040675804218308,16.044422974417238,14.036995597894803,14.036995597894803,14.036995597894803,14.036995597894803]
[165,2576.1337676534854,2505.512797983738,2450.0262855825858,2379.4089074913345,2315.8550557632743,2259.3642044803632,2204.892219642185,2143.3606705495354,2062.6662401528342,1996.0957042545253,1928.5187932018594,1861.9528056326203,1790.3465975064146,1713.7008728243975,1654.2019404514808,1605.7976032793329,1567.4785347016514,1522.1019025491566,1434.3776160370014,1338.5928654221241,1269.0271559147989,1173.2545612426522,1083.5378424249502,1050.2739474499635,960.56757634820201,865.83063828540855,815.44280271612445,777.15011862876509,714.67667312976948,530.31318604523244,291.64893568472075,84.37301438003783,24.076394620737908,14.036995597894803,9.0197967621976929,5.0080536687636448,3.0032976479526123,3.0032976479526123,3.0032976479526123,2.001386774925161,2.001386774925161,2.001386774925161,2.001386774925161,2.001386774925161,2.001386774925161,2.001386774925161,3.0032976479526123,3.0032976479526123,4.0055490228453374,5.0080536687636448,5.0080536687636448,6.010760193776199,7.0136346326260179,8.016652840637061,9.0197967621976929,10.023052380778998,11.02640849775289,11.02640849775289,12.029855959070284,12.029855959070284,12.029855959070284,13.03338714150617,13.03338714150617,15.040675804218308,14.036995597894803,14.036995597894803,14.036995597894803,15.040675804218308,16.044422974417238,15.040675804218308,15.040675804218308,15.040675804218308,14.036995597894803]
[175,2576.1337676534854,2507.5305126413173,2443.973286941186,2372.3472838256689,2303.7497562979956,2237.1717541720254,2166.5608861412375,2098.9783507771226,2016.2683630379474,1945.6649528760877,1873.0469740525225,1800.4318084083402,1732.8619887894267,1672.3539339575655,1617.8985526110023,1578.5708014174231,1545.2942370762919,1504.959968849995,1426.3112792229169,1293.223502678904,1224.6683903637727,1137.9718575303903,1058.3378265913834,990.80478095256092,906.14302524057416,829.55109114932395,751.95858576924502,629.03657407058643,395.35473353973106,222.19621974660973,169.86918038037837,89.400386559498514,39.143140946941287,32.111095952304076,14.036995597894803,4.0055490228453374,3.0032976479526123,2.001386774925161,2.001386774925161,2.001386774925161,2.001386774925161,2.001386774925161,1,2.001386774925161,2.001386774925161,2.001386774925161,3.0032976479526123,3.0032976479526123,4.0055490228453374,4.0055490228453374,4.0055490228453374,5.0080536687636448,6.010760193776199,7.0136346326260179,8.016652840637061,9.0197967621976929,10.023052380778998,11.02640849775289,11.02640849775289,12.029855959070284,12.029855959070284,13.03338714150617,14.036995597894803,14.036995597894803,14.036995597894803,14.036995597894803,14.036995597894803,15.040675804218308,15.040675804218308,14.036995597894803,15.040675804218308,15.040675804218308,14.036995597894803]
[180,2576.1337676534854,2464.1500071140017,2400.5939038614811,2325.9428536197333,2261.3817107935979,2191.7787932036431,2104.0217493580426,2027.3634114420508,1961.8026528406551,1886.158348608313,1805.4744350428705,1745.972348128648,1673.3623838322726,1614.8733067748915,1559.4114808570475,1525.1269697549496,1479.7515978041567,1429.3361502014563,1347.6669240119957,1245.8394226502153,1144.0202443352066,1059.3458158095118,1014.9952098244208,959.55968574044186,847.6906708095355,785.21158272846617,719.71465807976961,552.47409198138303,268.49597068019642,186.97453299484269,128.62256901424442,47.181305740243346,41.152539512670401,27.089134400918912,7.0136346326260179,2.001386774925161,2.001386774925161,3.0032976479526123,3.0032976479526123,3.0032976479526123,2.001386774925161,1,2.001386774925161,3.0032976479526123,2.001386774925161,2.001386774925161,3.0032976479526123,4.0055490228453374,3.0032976479526123,5.0080536687636448,7.0136346326260179,8.016652840637061,8.016652840637061,10.023052380778998,11.02640849775289,14.036995597894803,13.03338714150617,15.040675804218308,16.044422974417238,15.040675804218308,17.048232921663399,17.048232921663399,17.048232921663399,18.052101952375242,16.044422974417238,17.048232921663399,17.048232921663399,17.048232921663399,17.048232921663399,18.052101952375242,17.048232921663399,16.044422974417238,0]
[null,"Q - MH 150W MH"]
[null,"Generic"]
[null,"MH"]
[null,"NA"]
[null,168]
[]
[]
[null,19]
[null,19]
[null,0,5,10,15,20,25,30,35,40,45,50,55,60,65,70,75,80,85,90]
[0,2511.5659468210442,2651.8012374381346,2682.0688328229598,2682.0688328229598,2693.1670368343684,2663.9082343958853,2576.1337676534854,2382.4353240465639,1999.1215901386311,1498.9099210598927,1220.6358540470935,987.78101853697399,807.3810328268321,501.10250306890003,244.33848676014631,42.157275863478645,7.0136346326260179,0,0]
[10,2511.5659468210442,2661.8903977455225,2698.2116901364352,2687.1134653340314,2726.4619222552083,2678.0331336380009,2567.0538192164927,2289.6269872591311,1927.5102003034203,1512.0183886409504,1255.92099329955,1021.0429075797676,796.29623070059233,577.65801598154644,298.69586175506231,51.200917835379968,8.016652840637061,0,0]
[20,2511.5659468210442,2666.9349922340652,2717.3814584658967,2686.1045380743644,2647.765584044253,2608.4182869236092,2525.6900173918793,2351.1625390726026,2020.3029190546104,1655.2103793348597,1382.9555061606618,1126.8832319225462,919.24494073234825,668.32890935113085,411.46702004179934,61.251279440887508,9.0197967621976929,0,0]
[30,2511.5659468210442,2667.943912276251,2718.3903973918368,2710.3188964706906,2662.8993158797643,2604.3827000822243,2620.5250848336741,2538.8052964415742,2212.962059283394,1880.1069336146923,1620.9238040982657,1405.1373625798565,1110.7545168260053,826.52786616586718,558.51813107578766,65.271902290436884,11.02640849775289,0,0]
[40,2511.5659468210442,2681.0599074576367,2698.2116901364352,2756.7303525257171,2707.2920898123798,2786.9991148167296,2850.5645804390865,2841.4837121937439,2626.5785047589852,2437.9203032762739,2202.874764337957,1908.3470357224051,1425.3029903202066,1033.1384102366906,680.41932948416354,51.200917835379968,14.036995597894803,0,0]
[50,2511.5659468210442,2617.4983801075382,2669.9617535039465,2703.256352860732,2808.1874440422757,2967.6094370223068,3067.504823530363,3014.0250641203465,3181.5307969891501,3252.1684133307076,3437.8516600498579,3091.7223804576724,2303.7497562979956,1325.4860004982527,513.18948140797454,70.298027302456234,18.052101952375242,1,0]
[60,2511.5659468210442,2613.4627792455449,2678.0331336380009,2729.4887502371312,2984.7629544525821,3191.621789916775,3131.076314001376,3288.4969292748942,3768.876758490404,4217.0175896581886,4511.7671282178571,5020.5575206547337,4639.9690693309849,3659.8773510291899,562.54752681690172,96.439178946735424,22.068108142325048,1,0]
[70,2511.5659468210442,2562.0094172746362,2617.4983801075382,2706.2831550106789,2966.6004096643287,3157.3125446101944,3009.9888941267654,3342.9904535801652,4052.4916082287345,4726.7849978968807,5708.1113129242794,6900.6683873593347,6615.8885984703493,7448.0436790479316,1002.8999225239919,144.71743439597881,30.102209640499385,1,0]
[80,2511.5659468210442,2561.0005380762923,2613.4627792455449,2721.4172164136776,3004.9436892389435,3123.0036717592016,2994.8533048643008,3372.2558615998032,4106.9964219811118,4929.6981567563171,6369.4932562139866,7538.9402286089853,7837.8965329814755,10303.675839075166,1297.2562713408183,181.94337791178063,38.138479987815508,3.0032976479526123,0]
[90,2511.5659468210442,2552.9295187961343,2584.2048597748039,2697.2027587216817,2928.2576251884852,3016.0431511424208,2893.9513482455864,3161.3489071574204,3713.3674016457994,4501.6726404120145,6035.2591318777122,7601.5584893536898,7924.7576146305555,8052.0209140875731,1936.5875553367143,218.17058371244863,39.143140946941287,3.0032976479526123,0]
[100,2511.5659468210442,2542.8407805517922,2556.9650252548881,2636.6675689238086,2786.9991148167296,2835.4298161310112,2659.8725626232413,2749.6676889645851,3018.0612395134881,3430.7874366362989,3944.4935020361077,4558.2020619563446,3707.311885371606,2658.8636456354934,1317.4203017417269,202.06879585668304,35.124658653290489,0,0]
[110,2511.5659468210442,2543.8496525794189,2539.8141668687681,2561.0005380762923,2639.6942957005026,2593.2848685088161,2445.9909514927595,2371.3384821575992,2358.2240995535481,2337.0394817375332,2335.0219090664305,2234.1455279394163,1969.8715526225826,1679.4130958175858,375.21530131745635,150.7534814279953,34.120107905260866,1,0]
[120,2511.5659468210442,2605.3915962072888,2569.0715827670638,2561.0005380762923,2523.6722881833584,2437.9203032762739,2366.29448025184,2172.6131572212835,2103.0130686747621,2089.9002638583675,2076.787541234376,1970.8801674197155,1704.6246292924041,1499.9182606667734,448.72905785103239,126.61084744487482,34.120107905260866,0,0]
[130,2511.5659468210442,2615.4805788989688,2570.0804651361213,2512.5748063784786,2434.8938170715887,2359.2328956338811,2285.5919263515075,2137.3084815445268,1947.6821580817668,1959.7854330702003,1912.3813702493455,1794.3806750745186,1511.0100409375907,1362.7904904313311,705.60838979549055,96.439178946735424,26.08484865749011,0,0]
[140,2511.5659468210442,2675.0063632358751,2642.7210259442413,2507.5305126413173,2422.7879098801127,2362.2592864596968,2288.6182213657398,2127.2215379395975,1985.0008286036355,1977.9404854231839,1834.7219457534077,1635.0417187847181,1363.7987341748062,1205.5139617506477,850.71397201382797,86.383928307687412,22.068108142325048,3.0032976479526123,0]
[150,2511.5659468210442,2659.8725626232413,2673.9974405286143,2465.1588474663408,2387.4793601709548,2294.6708233821846,2199.8485848430059,2087.8829165535226,1926.5016079322129,1861.9528056326203,1654.2019404514808,1507.9850018626923,1266.0026447966725,1059.3458158095118,906.14302524057416,163.83239950048687,23.072229545451361,1,0]
[160,2511.5659468210442,2650.7923235140925,2679.0420578650142,2494.4153964179209,2348.1361624916653,2253.3116963455018,2089.9002638583675,1997.1043323737529,1918.4328879759823,1856.910023612141,1670.3370360310155,1277.0925540561173,1105.7143411803265,928.31560705822335,687.47217392475886,237.29299343863059,26.08484865749011,3.0032976479526123,0]
[170,2511.5659468210442,2642.7210259442413,2650.7923235140925,2499.4596637558006,2341.0746322983518,2259.3642044803632,2118.1433295430343,1995.0870766444493,1916.4157132785863,1726.8110870854687,1461.6018358778508,1181.3193292356812,896.06475734774426,638.10382383678518,324.871583172518,94.428041332223657,22.068108142325048,4.0055490228453374,0]
[180,2511.5659468210442,2624.5606965670422,2621.5339871853307,2491.3888409052847,2309.8023981083102,2215.9882567338755,2324.9340718640956,2296.6883609339457,1954.7423927236248,1713.7008728243975,1471.685009328937,1205.5139617506477,861.79950130763405,466.85767033780468,206.09412648536997,47.181305740243346,16.044422974417238,3.0032976479526123,0]
[null,"R - MH 150W Type IV"]
[null,"Generic"]
[null,"MH"]
[null,"NA"]
[null,185]
[]
[]
[null,37]
[null,22]
[null,0,2.5,5,7.5,10,12.5,15,17.5,20,22.5,25,27.5,30,32.5,35,37.5,40,42.5,45,47.5,50,52.5,55,57.5,60,62.5,65,67.5,70,72.5,75,77.5,80,82.5,85,87.5,90]
[0,2094.9436406273785,2117.1346421175112,2128.2302301535951,2076.787541234376,2040.4758195537197,2051.5709998808056,2065.6922251337533,2080.8222163334694,2104.0217493580426,2128.2302301535951,2124.1954641654788,2113.0998972186903,2089.9002638583675,2151.4302824384849,2117.1346421175112,2106.0391121736243,2047.5363818999649,2148.4041744305805,2531.7432146742276,3549.8719786752731,3572.074626910488,3328.8624170359321,2698.2116901364352,2610.4360826839252,2574.1159985672007,2286.6006909117309,1874.0555380789974,1761.0998079884325,1547.3109783269385,1160.1494315402317,754.98152574436392,393.34074331293886,154.77764754354726,67.282307497705418,27.089134400918912,7.0136346326260179,0]
[5,2094.9436406273785,2123.1867738641477,2128.2302301535951,2075.7788736825264,2041.4844698251366,2056.6142835017777,2083.8482277874505,2100.9957087583844,2119.1520174484262,2126.2128462034316,2116.1259551720873,2098.9783507771226,2088.8915899626568,2118.1433295430343,2158.4912176494172,2111.0825276544465,2081.8308863299858,2184.7177498639853,2574.1159985672007,3409.5948537024033,3804.2013206873544,3372.2558615998032,2868.7264035369981,2611.4449811484637,2708.3010249897111,2366.29448025184,2035.4325756730479,1881.1155014307371,1465.63509694606,1261.9699745374417,919.24494073234825,450.74331252607004,176.9123618266558,73.313876394686872,30.102209640499385,10.023052380778998,0]
[15,2094.9436406273785,2120.1607058334635,2124.1954641654788,2081.8308863299858,2051.5709998808056,2062.6662401528342,2077.7962092756316,2094.9436406273785,2106.0391121736243,2115.1172687069893,2119.1520174484262,2124.1954641654788,2138.3171785243935,2170.5957316541662,2283.5743985656027,2288.6182213657398,2231.1193058018348,2341.0746322983518,2306.7760752199802,2348.1361624916653,2639.6942957005026,2580.1693105613749,2813.2323079195362,3324.8258461572464,3723.4599506839704,2745.6318893490893,2271.4692692998578,2009.2079094250844,2144.3693703781632,2387.4793601709548,1592.6883443279025,603.8504602244393,190.99955462404839,81.356733631351972,36.12923810708449,11.02640849775289,0]
[25,2094.9436406273785,2117.1346421175112,2130.2476160141623,2086.8742436312004,2064.6835629810971,2077.7962092756316,2108.0564769196958,2110.0738435944186,2118.1433295430343,2125.2041549453133,2128.2302301535951,2157.4825112047693,2181.6915954075671,2200.8573108795235,2223.0494001639518,2223.0494001639518,2204.892219642185,2157.4825112047693,2106.0391121736243,2134.2823934592843,2453.0527905079239,2652.8101517456475,3123.0036717592016,2705.2742205847439,2327.9604184420573,1987.0180741241566,1932.5531700624222,2403.6203471994572,2887.8973414107272,2840.4747286210745,1536.2189340366481,556.50344408245246,195.02466099770112,81.356733631351972,36.12923810708449,9.0197967621976929,0]
[35,2094.9436406273785,2117.1346421175112,2125.2041549453133,2099.9870295257483,2073.7615400479999,2081.8308863299858,2118.1433295430343,2136.299785040238,2141.3432723152087,2156.4738052312582,2156.4738052312582,2142.3519711951417,2166.5608861412375,2180.6828781869804,2220.0231930890113,2259.3642044803632,2259.3642044803632,2182.700313094072,2191.7787932036431,2567.0538192164927,3177.4944087651411,3134.1035602056086,2608.4182869236092,2671.9795962551161,2619.516182870057,2454.061626312217,2547.8851446854642,2699.2206219280793,3169.4216476905917,2712.3367694525091,1991.0525713007953,733.8212025910484,202.06879585668304,80.351331340225968,38.138479987815508,9.0197967621976929,0]
[45,2094.9436406273785,2114.108582722447,2126.2128462034316,2105.0304305244067,2093.9349643022947,2097.9696725127405,2120.1607058334635,2160.5086319512475,2172.6131572212835,2187.7439085078886,2161.5173398079901,2148.4041744305805,2168.5783079602379,2200.8573108795235,2214.9795237913791,2223.0494001639518,2194.8049615958985,2232.1280460590165,2488.3622890656547,3191.621789916775,4378.521725410772,5176.031782189576,6121.0879224172759,5745.4698583082309,5395.1170390267225,4605.6469388406385,4126.1742139909093,3290.5151919573705,3971.7450850964365,4339.1545352522735,3600.3327421286867,1234.7497890947386,306.74969472040391,95.433604846914434,46.176455080303917,11.02640849775289,0]
[48.4,2094.9436406273785,2099.9870295257483,2113.0998972186903,2095.9523174376363,2089.9002638583675,2095.9523174376363,2120.1607058334635,2168.5783079602379,2190.7700713335016,2162.5260481349956,2151.4302824384849,2153.4476901397584,2178.6654451444333,2206.9096767905257,2199.8485848430059,2227.0843493313496,2183.7090312462828,2180.6828781869804,2538.8052964415742,3243.0863475128813,4522.8710908621579,5534.4477942505519,6450.2775827522091,5921.159219033776,5233.5786410049204,4312.9099398385797,3883.9351038725899,3196.6672983392878,4314.928749218534,4843.8880709537152,3318.7709990206713,949.48083801458813,256.41694440954058,84.37301438003783,36.12923810708449,6.010760193776199,0]
[55,2094.9436406273785,2104.0217493580426,2124.1954641654788,2113.0998972186903,2107.0477943054639,2105.0304305244067,2128.2302301535951,2147.3954727072332,2172.6131572212835,2151.4302824384849,2137.3084815445268,2145.3780706808025,2164.5434661989088,2175.6392990803956,2211.9533277183218,2210.9445966128064,2204.892219642185,2251.2941972408598,2486.34458988199,2814.2412817800373,3614.4618829360575,4291.7124984294524,5284.0588624255679,4909.5074131158226,4014.1368073469871,3490.3292002664198,2655.8368969675639,2437.9203032762739,3693.1823858531711,4356.3145488229711,3127.0399902778909,971.654442519893,240.31246534296974,88.394889005535376,36.12923810708449,13.03338714150617,0]
[65,2094.9436406273785,2100.9957087583844,2127.2215379395975,2119.1520174484262,2122.1780840415504,2110.0738435944186,2129.2389228451902,2143.3606705495354,2136.299785040238,2106.0391121736243,2105.0304305244067,2128.2302301535951,2146.3867714572339,2216.9969901350937,2254.3204465746358,2204.892219642185,2258.3554519985455,2448.0086177070161,2744.6229403708576,2932.2936842589393,3157.3125446101944,3951.5587092657247,4641.9880261002672,3858.7027155328528,2974.6726381183794,2666.9349922340652,1819.5938643465445,1552.3528429347011,2298.7059002562532,2717.3814584658967,2215.9882567338755,789.24234583746443,264.46956703503446,83.367575300668861,32.111095952304076,12.029855959070284,0]
[75,2094.9436406273785,2100.9957087583844,2128.2302301535951,2124.1954641654788,2123.1867738641477,2117.1346421175112,2138.3171785243935,2130.2476160141623,2127.2215379395975,2093.9349643022947,2090.9089382404209,2107.0477943054639,2178.6654451444333,2258.3554519985455,2214.9795237913791,2193.7962383350541,2243.2242189002272,2583.1959718808394,2847.5376211416979,3072.5501321889683,3252.1684133307076,3523.6326642297272,3593.2681924837666,3468.1270671336761,2966.6004096643287,2845.5196500623811,2067.7095509149171,1363.7987341748062,1302.2972497757735,1209.546447931808,1275.0761997376587,861.79950130763405,306.74969472040391,81.356733631351972,32.111095952304076,12.029855959070284,0]
[85,2094.9436406273785,2098.9783507771226,2119.1520174484262,2132.2650037833255,2126.2128462034316,2130.2476160141623,2148.4041744305805,2133.2736983830673,2116.1259551720873,2093.9349643022947,2105.0304305244067,2157.4825112047693,2242.2154736447596,2281.5568725603935,2167.5695968162627,2200.8573108795235,2406.6467943442826,2709.3099605425277,3052.3689473492441,3224.9222921734067,3124.0127509005588,2861.6634586427695,3382.3474405481666,2845.5196500623811,3380.3291223492802,2618.5072812946296,1581.5959786041019,1404.1290887478256,1417.236704793469,1481.7682517963594,1198.4571433857259,805.36560288841395,394.34773714190084,105.48980471856567,35.124658653290489,12.029855959070284,0]
[90,2094.9436406273785,2098.9783507771226,2117.1346421175112,2133.2736983830673,2127.2215379395975,2138.3171785243935,2156.4738052312582,2145.3780706808025,2123.1867738641477,2099.9870295257483,2114.108582722447,2165.5521759353792,2265.4167288128779,2302.7409842063093,2171.6044442036855,2203.8834917594522,2451.0351201429403,2796.0798077079462,3093.7405187763416,3237.0316510790094,2937.3387659004638,3183.5489930199892,3162.3579985989209,2855.6095197354166,3074.5682579705749,2725.4529803403711,1809.5085464826784,1552.3528429347011,1050.2739474499635,981.73352147507615,1011.9713744327134,720.72225930536899,288.62887634657591,96.439178946735424,36.12923810708449,13.03338714150617,0]
[95,2094.9436406273785,2098.9783507771226,2110.0738435944186,2133.2736983830673,2127.2215379395975,2142.3519711951417,2163.5347569320406,2157.4825112047693,2135.2910890117496,2110.0738435944186,2124.1954641654788,2174.6305846598557,2272.4780276152401,2352.1713321312977,2202.874764337957,2231.1193058018348,2462.132327647329,2807.178472352779,3048.3327263488532,3105.8493762771986,2848.5466072171685,3043.2874576070399,2828.3669537132837,2772.8736513268914,2921.1945351922759,2340.0658440062871,2258.3554519985455,1440.4273984006345,776.14244147242925,627.02164734385292,573.62851316240085,409.45294924287418,156.78976997111801,73.313876394686872,32.111095952304076,11.02640849775289,0]
[105,2094.9436406273785,2093.9349643022947,2098.9783507771226,2117.1346421175112,2122.1780840415504,2141.3432723152087,2165.5521759353792,2162.5260481349956,2152.4389860530005,2122.1780840415504,2135.2910890117496,2176.648013968148,2274.4955455878367,2414.7173386387876,2275.5043052446545,2206.9096767905257,2325.9428536197333,2689.1313209885525,2823.3220627711585,2641.7121154780116,2481.3003490821429,2377.3912985906072,2087.8829165535226,1949.6993653745722,2058.6316004112473,1903.3041295474241,1790.3465975064146,1275.0761997376587,684.44951741281852,382.26398264116619,299.70257913018418,232.26062580560185,141.69950455700601,74.319187225450264,36.12923810708449,10.023052380778998,0]
[115,2094.9436406273785,2090.9089382404209,2089.9002638583675,2111.0825276544465,2109.0651600160909,2127.2215379395975,2161.5173398079901,2148.4041744305805,2148.4041744305805,2126.2128462034316,2128.2302301535951,2151.4302824384849,2215.9882567338755,2331.9955533256339,2404.6291624916507,2252.302946567509,2289.6269872591311,2426.8232055778144,2568.0627007938024,2526.6988826000875,2463.1411671742726,2165.5521759353792,1852.875807844227,1780.2614433587723,1727.8195692338438,1635.0417187847181,1471.685009328937,1060.3538059858045,578.66539608153823,393.34074331293886,301.71602400391555,220.18339253845178,141.69950455700601,81.356733631351972,39.143140946941287,12.029855959070284,0]
[125,2094.9436406273785,2086.8742436312004,2084.8568992479281,2105.0304305244067,2103.0130686747621,2123.1867738641477,2137.3084815445268,2143.3606705495354,2129.2389228451902,2120.1607058334635,2126.2128462034316,2154.4563946985336,2200.8573108795235,2251.2941972408598,2328.969201508371,2374.3648884472714,2310.8111732849338,2367.3032797744399,2463.1411671742726,2458.0969736707507,2351.1625390726026,2268.4429970397496,2090.9089382404209,1846.8245006510754,1706.6415681363681,1597.7303542931845,1386.9885446930134,930.33132274107584,565.56959255578886,406.43186161691915,314.80373896081153,227.22836710560355,155.78370551195141,84.37301438003783,41.152539512670401,11.02640849775289,0]
[135,2094.9436406273785,2081.8308863299858,2077.7962092756316,2100.9957087583844,2106.0391121736243,2114.108582722447,2120.1607058334635,2125.2041549453133,2128.2302301535951,2135.2910890117496,2151.4302824384849,2155.4650997291069,2161.5173398079901,2172.6131572212835,2195.8136853198862,2191.7787932036431,2195.8136853198862,2098.9783507771226,2029.3806994968827,2009.2079094250844,2031.3979895549858,2047.5363818999649,1997.1043323737529,1807.4914896384403,1672.3539339575655,1581.5959786041019,1440.4273984006345,1148.0525199632134,771.104075329338,483.97978406127578,327.89199766453015,233.2670906927834,159.80800188016397,85.378465429273547,44.166819783667599,10.023052380778998,0]
[145,2094.9436406273785,2078.8048778060565,2078.8048778060565,2093.9349643022947,2099.9870295257483,2098.9783507771226,2107.0477943054639,2123.1867738641477,2127.2215379395975,2125.2041549453133,2128.2302301535951,2137.3084815445268,2124.1954641654788,2106.0391121736243,2106.0391121736243,2088.8915899626568,2042.493120594404,2010.2165441400143,1983.9922066112313,1934.5703616489466,1882.1240697869928,1826.6536200966789,1781.2699562104763,1692.5230463933431,1594.7051464033593,1499.9182606667734,1382.9555061606618,1235.7579335016051,1058.3378265913834,707.62355386056902,385.28488595522572,245.34500251247366,161.82018819187493,97.444763521530547,41.152539512670401,8.016652840637061,0]
[155,2094.9436406273785,2077.7962092756316,2083.8482277874505,2090.9089382404209,2095.9523174376363,2090.9089382404209,2090.9089382404209,2099.9870295257483,2105.0304305244067,2092.9262884626178,2094.9436406273785,2094.9436406273785,2095.9523174376363,2089.9002638583675,2074.770206620321,2048.5450356512083,2007.1906415129854,1964.8284863809231,1914.3985407022963,1863.9699222631748,1810.5170757472663,1757.065805953526,1684.4553724448606,1599.7471627328159,1494.8765694134015,1395.054656870223,1269.0271559147989,1130.9154468603931,943.43358060979006,677.39670417975822,379.24310317649696,244.33848676014631,162.82629074089672,92.416946510646028,41.152539512670401,9.0197967621976929,0]
[165,2094.9436406273785,2075.7788736825264,2081.8308863299858,2084.8568992479281,2084.8568992479281,2080.8222163334694,2080.8222163334694,2076.787541234376,2062.6662401528342,2054.5969685690998,2049.5536898985906,2052.5796556151499,2055.6056257882178,2042.493120594404,2029.3806994968827,2001.1388499370387,1958.7768239626887,1897.2526597600297,1836.7390327120816,1793.3721548322997,1750.0063246685534,1674.3708343141161,1599.7471627328159,1519.0768413494509,1427.3195688376973,1264.9944760272024,1106.7223744766704,944.44145416149502,776.14244147242925,586.72449969839079,375.21530131745635,247.35804637556123,162.82629074089672,94.428041332223657,44.166819783667599,8.016652840637061,0]
[175,2094.9436406273785,2077.7962092756316,2078.8048778060565,2077.7962092756316,2077.7962092756316,2071.7442083739506,2065.6922251337533,2058.6316004112473,2040.4758195537197,2028.3720552189336,2016.2683630379474,2020.3029190546104,2011.2251793605242,1998.1129610018729,1983.9922066112313,1953.7337862129405,1896.2440833351525,1824.6365442391952,1760.0913066134603,1713.7008728243975,1663.2779124666752,1587.6463503082571,1494.8765694134015,1390.0133312824107,1276.084376499027,1142.0041118423874,1004.9157936679831,865.83063828540855,698.55536095230354,508.15320548172508,364.13907033784858,244.33848676014631,163.83239950048687,89.400386559498514,41.152539512670401,8.016652840637061,0]
[180,2094.9436406273785,2078.8048778060565,2080.8222163334694,2071.7442083739506,2071.7442083739506,2071.7442083739506,2062.6662401528342,2056.6142835017777,2038.4585205054343,2022.3202000823192,2011.2251793605242,2011.2251793605242,2004.1647434430383,1991.0525713007953,1983.9922066112313,1952.7251802224259,1885.1497780941129,1817.5767962963719,1745.972348128648,1693.5315083418986,1637.0585737058739,1567.4785347016514,1484.7932379245299,1378.9224793778756,1261.9699745374417,1142.0041118423874,995.84440545096857,862.80728378953188,698.55536095230354,537.36428484003864,379.24310317649696,256.41694440954058,167.85689589015533,98.450358463414005,49.191070759971105,11.02640849775289,0]
[null,"S - MH 150W Type IV"]
[null,"Generic"]
[null,"MH"]
[null,"NA"]
[null,185]
[]
[]
[null,37]
[null,22]
[null,0,2.5,5,7.5,10,12.5,15,17.5,20,22.5,25,27.5,30,32.5,35,37.5,40,42.5,45,47.5,50,52.5,55,57.5,60,62.5,65,67.5,70,72.5,75,77.5,80,82.5,85,87.5,90]
[0,2094.9436406273785,2117.1346421175112,2128.2302301535951,2076.787541234376,2040.4758195537197,2051.5709998808056,2065.6922251337533,2080.8222163334694,2104.0217493580426,2128.2302301535951,2124.1954641654788,2113.0998972186903,2089.9002638583675,2151.4302824384849,2117.1346421175112,2106.0391121736243,2047.5363818999649,2148.4041744305805,2531.7432146742276,3549.8719786752731,3572.074626910488,3328.8624170359321,2698.2116901364352,2610.4360826839252,2574.1159985672007,2286.6006909117309,1874.0555380789974,1761.0998079884325,1547.3109783269385,1160.1494315402317,754.98152574436392,393.34074331293886,154.77764754354726,67.282307497705418,27.089134400918912,7.0136346326260179,0]
[5,2094.9436406273785,2123.1867738641477,2128.2302301535951,2075.7788736825264,2041.4844698251366,2056.6142835017777,2083.8482277874505,2100.9957087583844,2119.1520174484262,2126.2128462034316,2116.1259551720873,2098.9783507771226,2088.8915899626568,2118.1433295430343,2158.4912176494172,2111.0825276544465,2081.8308863299858,2184.7177498639853,2574.1159985672007,3409.5948537024033,3804.2013206873544,3372.2558615998032,2868.7264035369981,2611.4449811484637,2708.3010249897111,2366.29448025184,2035.4325756730479,1881.1155014307371,1465.63509694606,1261.9699745374417,919.24494073234825,450.74331252607004,176.9123618266558,73.313876394686872,30.102209640499385,10.023052380778998,0]
[15,2094.9436406273785,2120.1607058334635,2124.1954641654788,2081.8308863299858,2051.5709998808056,2062.6662401528342,2077.7962092756316,2094.9436406273785,2106.0391121736243,2115.1172687069893,2119.1520174484262,2124.1954641654788,2138.3171785243935,2170.5957316541662,2283.5743985656027,2288.6182213657398,2231.1193058018348,2341.0746322983518,2306.7760752199802,2348.1361624916653,2639.6942957005026,2580.1693105613749,2813.2323079195362,3324.8258461572464,3723.4599506839704,2745.6318893490893,2271.4692692998578,2009.2079094250844,2144.3693703781632,2387.4793601709548,1592.6883443279025,603.8504602244393,190.99955462404839,81.356733631351972,36.12923810708449,11.02640849775289,0]
[25,2094.9436406273785,2117.1346421175112,2130.2476160141623,2086.8742436312004,2064.6835629810971,2077.7962092756316,2108.0564769196958,2110.0738435944186,2118.1433295430343,2125.2041549453133,2128.2302301535951,2157.4825112047693,2181.6915954075671,2200.8573108795235,2223.0494001639518,2223.0494001639518,2204.892219642185,2157.4825112047693,2106.0391121736243,2134.2823934592843,2453.0527905079239,2652.8101517456475,3123.0036717592016,2705.2742205847439,2327.9604184420573,1987.0180741241566,1932.5531700624222,2403.6203471994572,2887.8973414107272,2840.4747286210745,1536.2189340366481,556.50344408245246,195.02466099770112,81.356733631351972,36.12923810708449,9.0197967621976929,0]
[35,2094.9436406273785,2117.1346421175112,2125.2041549453133,2099.9870295257483,2073.7615400479999,2081.8308863299858,2118.1433295430343,2136.299785040238,2141.3432723152087,2156.4738052312582,2156.4738052312582,2142.3519711951417,2166.5608861412375,2180.6828781869804,2220.0231930890113,2259.3642044803632,2259.3642044803632,2182.700313094072,2191.7787932036431,2567.0538192164927,3177.4944087651411,3134.1035602056086,2608.4182869236092,2671.9795962551161,2619.516182870057,2454.061626312217,2547.8851446854642,2699.2206219280793,3169.4216476905917,2712.3367694525091,1991.0525713007953,733.8212025910484,202.06879585668304,80.351331340225968,38.138479987815508,9.0197967621976929,0]
[45,2094.9436406273785,2114.108582722447,2126.2128462034316,2105.0304305244067,2093.9349643022947,2097.9696725127405,2120.1607058334635,2160.5086319512475,2172.6131572212835,2187.7439085078886,2161.5173398079901,2148.4041744305805,2168.5783079602379,2200.8573108795235,2214.9795237913791,2223.0494001639518,2194.8049615958985,2232.1280460590165,2488.3622890656547,3191.621789916775,4378.521725410772,5176.031782189576,6121.0879224172759,5745.4698583082309,5395.1170390267225,4605.6469388406385,4126.1742139909093,3290.5151919573705,3971.7450850964365,4339.1545352522735,3600.3327421286867,1234.7497890947386,306.74969472040391,95.433604846914434,46.176455080303917,11.02640849775289,0]
[48.4,2094.9436406273785,2099.9870295257483,2113.0998972186903,2095.9523174376363,2089.9002638583675,2095.9523174376363,2120.1607058334635,2168.5783079602379,2190.7700713335016,2162.5260481349956,2151.4302824384849,2153.4476901397584,2178.6654451444333,2206.9096767905257,2199.8485848430059,2227.0843493313496,2183.7090312462828,2180.6828781869804,2538.8052964415742,3243.0863475128813,4522.8710908621579,5534.4477942505519,6450.2775827522091,5921.159219033776,5233.5786410049204,4312.9099398385797,3883.9351038725899,3196.6672983392878,4314.928749218534,4843.8880709537152,3318.7709990206713,949.48083801458813,256.41694440954058,84.37301438003783,36.12923810708449,6.010760193776199,0]
[55,2094.9436406273785,2104.0217493580426,2124.1954641654788,2113.0998972186903,2107.0477943054639,2105.0304305244067,2128.2302301535951,2147.3954727072332,2172.6131572212835,2151.4302824384849,2137.3084815445268,2145.3780706808025,2164.5434661989088,2175.6392990803956,2211.9533277183218,2210.9445966128064,2204.892219642185,2251.2941972408598,2486.34458988199,2814.2412817800373,3614.4618829360575,4291.7124984294524,5284.0588624255679,4909.5074131158226,4014.1368073469871,3490.3292002664198,2655.8368969675639,2437.9203032762739,3693.1823858531711,4356.3145488229711,3127.0399902778909,971.654442519893,240.31246534296974,88.394889005535376,36.12923810708449,13.03338714150617,0]
[65,2094.9436406273785,2100.9957087583844,2127.2215379395975,2119.1520174484262,2122.1780840415504,2110.0738435944186,2129.2389228451902,2143.3606705495354,2136.299785040238,2106.0391121736243,2105.0304305244067,2128.2302301535951,2146.3867714572339,2216.9969901350937,2254.3204465746358,2204.892219642185,2258.3554519985455,2448.0086177070161,2744.6229403708576,2932.2936842589393,3157.3125446101944,3951.5587092657247,4641.9880261002672,3858.7027155328528,2974.6726381183794,2666.9349922340652,1819.5938643465445,1552.3528429347011,2298.7059002562532,2717.3814584658967,2215.9882567338755,789.24234583746443,264.46956703503446,83.367575300668861,32.111095952304076,12.029855959070284,0]
[75,2094.9436406273785,2100.9957087583844,2128.2302301535951,2124.1954641654788,2123.1867738641477,2117.1346421175112,2138.3171785243935,2130.2476160141623,2127.2215379395975,2093.9349643022947,2090.9089382404209,2107.0477943054639,2178.6654451444333,2258.3554519985455,2214.9795237913791,2193.7962383350541,2243.2242189002272,2583.1959718808394,2847.5376211416979,3072.5501321889683,3252.1684133307076,3523.6326642297272,3593.2681924837666,3468.1270671336761,2966.6004096643287,2845.5196500623811,2067.7095509149171,1363.7987341748062,1302.2972497757735,1209.546447931808,1275.0761997376587,861.79950130763405,306.74969472040391,81.356733631351972,32.111095952304076,12.029855959070284,0]
[85,2094.9436406273785,2098.9783507771226,2119.1520174484262,2132.2650037833255,2126.2128462034316,2130.2476160141623,2148.4041744305805,2133.2736983830673,2116.1259551720873,2093.9349643022947,2105.0304305244067,2157.4825112047693,2242.2154736447596,2281.5568725603935,2167.5695968162627,2200.8573108795235,2406.6467943442826,2709.3099605425277,3052.3689473492441,3224.9222921734067,3124.0127509005588,2861.6634586427695,3382.3474405481666,2845.5196500623811,3380.3291223492802,2618.5072812946296,1581.5959786041019,1404.1290887478256,1417.236704793469,1481.7682517963594,1198.4571433857259,805.36560288841395,394.34773714190084,105.48980471856567,35.124658653290489,12.029855959070284,0]
[90,2094.9436406273785,2098.9783507771226,2117.1346421175112,2133.2736983830673,2127.2215379395975,2138.3171785243935,2156.4738052312582,2145.3780706808025,2123.1867738641477,2099.9870295257483,2114.108582722447,2165.5521759353792,2265.4167288128779,2302.7409842063093,2171.6044442036855,2203.8834917594522,2451.0351201429403,2796.0798077079462,3093.7405187763416,3237.0316510790094,2937.3387659004638,3183.5489930199892,3162.3579985989209,2855.6095197354166,3074.5682579705749,2725.4529803403711,1809.5085464826784,1552.3528429347011,1050.2739474499635,981.73352147507615,1011.9713744327134,720.72225930536899,288.62887634657591,96.439178946735424,36.12923810708449,13.03338714150617,0]
[95,2094.9436406273785,2098.9783507771226,2110.0738435944186,2133.2736983830673,2127.2215379395975,2142.3519711951417,2163.5347569320406,2157.4825112047693,2135.2910890117496,2110.0738435944186,2124.1954641654788,2174.6305846598557,2272.4780276152401,2352.1713321312977,2202.874764337957,2231.1193058018348,2462.132327647329,2807.178472352779,3048.3327263488532,3105.8493762771986,2848.5466072171685,3043.2874576070399,2828.3669537132837,2772.8736513268914,2921.1945351922759,2340.0658440062871,2258.3554519985455,1440.4273984006345,776.14244147242925,627.02164734385292,573.62851316240085,409.45294924287418,156.78976997111801,73.313876394686872,32.111095952304076,11.02640849775289,0]
[105,2094.9436406273785,2093.9349643022947,2098.9783507771226,2117.1346421175112,2122.1780840415504,2141.3432723152087,2165.5521759353792,2162.5260481349956,2152.4389860530005,2122.1780840415504,2135.2910890117496,2176.648013968148,2274.4955455878367,2414.7173386387876,2275.5043052446545,2206.9096767905257,2325.9428536197333,2689.1313209885525,2823.3220627711585,2641.7121154780116,2481.3003490821429,2377.3912985906072,2087.8829165535226,1949.6993653745722,2058.6316004112473,1903.3041295474241,1790.3465975064146,1275.0761997376587,684.44951741281852,382.26398264116619,299.70257913018418,232.26062580560185,141.69950455700601,74.319187225450264,36.12923810708449,10.023052380778998,0]
[115,2094.9436406273785,2090.9089382404209,2089.9002638583675,2111.0825276544465,2109.0651600160909,2127.2215379395975,2161.5173398079901,2148.4041744305805,2148.4041744305805,2126.2128462034316,2128.2302301535951,2151.4302824384849,2215.9882567338755,2331.9955533256339,2404.6291624916507,2252.302946567509,2289.6269872591311,2426.8232055778144,2568.0627007938024,2526.6988826000875,2463.1411671742726,2165.5521759353792,1852.875807844227,1780.2614433587723,1727.8195692338438,1635.0417187847181,1471.685009328937,1060.3538059858045,578.66539608153823,393.34074331293886,301.71602400391555,220.18339253845178,141.69950455700601,81.356733631351972,39.143140946941287,12.029855959070284,0]
[125,2094.9436406273785,2086.8742436312004,2084.8568992479281,2105.0304305244067,2103.0130686747621,2123.1867738641477,2137.3084815445268,2143.3606705495354,2129.2389228451902,2120.1607058334635,2126.2128462034316,2154.4563946985336,2200.8573108795235,2251.2941972408598,2328.969201508371,2374.3648884472714,2310.8111732849338,2367.3032797744399,2463.1411671742726,2458.0969736707507,2351.1625390726026,2268.4429970397496,2090.9089382404209,1846.8245006510754,1706.6415681363681,1597.7303542931845,1386.9885446930134,930.33132274107584,565.56959255578886,406.43186161691915,314.80373896081153,227.22836710560355,155.78370551195141,84.37301438003783,41.152539512670401,11.02640849775289,0]
[135,2094.9436406273785,2081.8308863299858,2077.7962092756316,2100.9957087583844,2106.0391121736243,2114.108582722447,2120.1607058334635,2125.2041549453133,2128.2302301535951,2135.2910890117496,2151.4302824384849,2155.4650997291069,2161.5173398079901,2172.6131572212835,2195.8136853198862,2191.7787932036431,2195.8136853198862,2098.9783507771226,2029.3806994968827,2009.2079094250844,2031.3979895549858,2047.5363818999649,1997.1043323737529,1807.4914896384403,1672.3539339575655,1581.5959786041019,1440.4273984006345,1148.0525199632134,771.104075329338,483.97978406127578,327.89199766453015,233.2670906927834,159.80800188016397,85.378465429273547,44.166819783667599,10.023052380778998,0]
[145,2094.9436406273785,2078.8048778060565,2078.8048778060565,2093.9349643022947,2099.9870295257483,2098.9783507771226,2107.0477943054639,2123.1867738641477,2127.2215379395975,2125.2041549453133,2128.2302301535951,2137.3084815445268,2124.1954641654788,2106.0391121736243,2106.0391121736243,2088.8915899626568,2042.493120594404,2010.2165441400143,1983.9922066112313,1934.5703616489466,1882.1240697869928,1826.6536200966789,1781.2699562104763,1692.5230463933431,1594.7051464033593,1499.9182606667734,1382.9555061606618,1235.7579335016051,1058.3378265913834,707.62355386056902,385.28488595522572,245.34500251247366,161.82018819187493,97.444763521530547,41.152539512670401,8.016652840637061,0]
[155,2094.9436406273785,2077.7962092756316,2083.8482277874505,2090.9089382404209,2095.9523174376363,2090.9089382404209,2090.9089382404209,2099.9870295257483,2105.0304305244067,2092.9262884626178,2094.9436406273785,2094.9436406273785,2095.9523174376363,2089.9002638583675,2074.770206620321,2048.5450356512083,2007.1906415129854,1964.8284863809231,1914.3985407022963,1863.9699222631748,1810.5170757472663,1757.065805953526,1684.4553724448606,1599.7471627328159,1494.8765694134015,1395.054656870223,1269.0271559147989,1130.9154468603931,943.43358060979006,677.39670417975822,379.24310317649696,244.33848676014631,162.82629074089672,92.416946510646028,41.152539512670401,9.0197967621976929,0]
[165,2094.9436406273785,2075.7788736825264,2081.8308863299858,2084.8568992479281,2084.8568992479281,2080.8222163334694,2080.8222163334694,2076.787541234376,2062.6662401528342,2054.5969685690998,2049.5536898985906,2052.5796556151499,2055.6056257882178,2042.493120594404,2029.3806994968827,2001.1388499370387,1958.7768239626887,1897.2526597600297,1836.7390327120816,1793.3721548322997,1750.0063246685534,1674.3708343141161,1599.7471627328159,1519.0768413494509,1427.3195688376973,1264.9944760272024,1106.7223744766704,944.44145416149502,776.14244147242925,586.72449969839079,375.21530131745635,247.35804637556123,162.82629074089672,94.428041332223657,44.166819783667599,8.016652840637061,0]
[175,2094.9436406273785,2077.7962092756316,2078.8048778060565,2077.7962092756316,2077.7962092756316,2071.7442083739506,2065.6922251337533,2058.6316004112473,2040.4758195537197,2028.3720552189336,2016.2683630379474,2020.3029190546104,2011.2251793605242,1998.1129610018729,1983.9922066112313,1953.7337862129405,1896.2440833351525,1824.6365442391952,1760.0913066134603,1713.7008728243975,1663.2779124666752,1587.6463503082571,1494.8765694134015,1390.0133312824107,1276.084376499027,1142.0041118423874,1004.9157936679831,865.83063828540855,698.55536095230354,508.15320548172508,364.13907033784858,244.33848676014631,163.83239950048687,89.400386559498514,41.152539512670401,8.016652840637061,0]
[180,2094.9436406273785,2078.8048778060565,2080.8222163334694,2071.7442083739506,2071.7442083739506,2071.7442083739506,2062.6662401528342,2056.6142835017777,2038.4585205054343,2022.3202000823192,2011.2251793605242,2011.2251793605242,2004.1647434430383,1991.0525713007953,1983.9922066112313,1952.7251802224259,1885.1497780941129,1817.5767962963719,1745.972348128648,1693.5315083418986,1637.0585737058739,1567.4785347016514,1484.7932379245299,1378.9224793778756,1261.9699745374417,1142.0041118423874,995.84440545096857,862.80728378953188,698.55536095230354,537.36428484003864,379.24310317649696,256.41694440954058,167.85689589015533,98.450358463414005,49.191070759971105,11.02640849775289,0]
[null,"T - MH 150W Type IV Very Short"]
[null,"Generic"]
[null,"MH"]
[null,"NA"]
[null,282]
[null,"TYPE IV, VERY SHORT, FULL CUTOFF"]
[]
[null,37]
[null,30]
[null,0,2.5,5,7.5,10,12.5,15,17.5,20,22.5,25,27.5,30,32.5,35,37.5,40,42.5,45,47.5,50,52.5,55,57.5,60,62.5,65,67.5,70,72.5,75,77.5,80,82.5,85,87.5,90]
[0,1785.3040133183388,2262.3904646246178,2463.1411671742726,2727.4708645430419,2894.9603506155022,3255.1957742373597,3522.6234637169282,3120.9855144537578,3709.3303896992193,4041.3888652634932,4110.0244884667936,4810.5739748260203,5939.3342803995502,5269.9243516662336,4890.326283487303,5762.6346768361018,6100.892804086152,6761.3065674228365,7002.6668669461233,6935.0043421314558,5917.1203240706891,5835.3332962388849,7093.5578524762404,5865.6246553525571,4614.7321838874468,5242.665045098579,4303.8253093175517,5887.8384180703379,7862.1367385545327,5860.5760846259909,3031.1788467449569,604.85788491463472,243.33197514986256,128.62256901424442,56.225874000831865,4.0055490228453374,0]
[5,1785.3040133183388,2271.4692692998578,2470.2030554113535,2744.6229403708576,2914.1314622566638,3268.314370634625,3539.7799116493329,3134.1035602056086,3728.5062354560223,4039.3701879957171,4096.9028831461083,4559.2115223034107,5603.1048230840588,5222.4730574064979,4873.1642838341195,5693.9757107139358,6149.3611998575643,6767.3657177385612,7063.2607272870764,6995.5976172722903,5997.8987441340623,5954.4802073218007,7233.9362109793183,5933.2759204289659,4649.0543816984855,5236.6074406197249,4086.8093691536783,5846.4401097174714,7834.8665125459747,5917.1203240706891,3237.0316510790094,622.99181331659202,270.50919518025506,140.69354214646376,60.246164270520133,4.0055490228453374,0]
[15,1785.3040133183388,2266.4254844400321,2439.9379628315669,2734.5334709900767,2860.6544679356371,3164.3761824468479,3558.9548635074461,3173.4580256634567,3651.8034486854785,4104.9777122296382,4076.7158800650545,4234.1771147614481,5059.9304235921099,4944.8412687205109,4825.7167173173448,5546.5636789866312,6214.99609356778,6612.8590911638121,7490.4619317507822,6898.6486306208153,6218.0254131282791,5990.8305887772003,7343.0090473060773,6205.908143739628,4916.5741639715079,4327.0416252982213,4211.9706837724943,5979.7235043376886,6851.1845176999932,5651.5691147753441,4040.3795265036656,798.31163786566447,309.76993684768291,142.70547410211842,54.215835334169334,4.0055490228453374,0]
[25,1785.3040133183388,2251.2941972408598,2403.6203471994572,2719.3993366918717,2812.223334420547,3131.076314001376,3493.3567748269197,3190.6126891880594,3588.2220940880884,4136.2678245258603,4196.8300023922084,4172.6050257662846,5521.322282356391,5820.1876755383619,4521.8616385863006,5006.4237331768309,5334.5395656292712,5932.266194367855,6826.9476504245631,6386.6598403961489,6161.4783585498108,6242.2600226291624,6978.4294692185958,6378.5814420902443,5408.2422480889118,6280.6316797580757,4308.8723239112096,5344.6357636820503,7577.3191012509369,6474.5130783904087,3939.4469331823561,1086.561883942285,317.82405891022592,108.50685582932681,47.181305740243346,4.0055490228453374,0]
[35,1785.3040133183388,2229.101826654532,2342.0834210246758,2671.9795962551161,2812.223334420547,3068.5138845993224,3392.439049575843,3256.2048951647485,3486.2924382672177,3950.5493931740411,3714.3766553177006,3593.2681924837666,3888.9816012260922,4549.1169288886786,4682.3673452010944,4872.1547563210106,4731.832484888293,5126.5621861253412,6409.885292342944,7267.263848904161,7460.1631552535991,7754.0664008708081,9519.726782996473,6874.4115958859957,5000.3664078822803,4275.5621370549952,4644.0069837467909,6864.312856590961,7718.7166159922681,6593.6722437796252,4199.858134309141,1652.1850645275526,404.41781565261778,124.59915780868042,39.143140946941287,4.0055490228453374,0]
[45,1785.3040133183388,2232.1280460590165,2276.5130653482238,2587.2315258169774,2720.4082763658648,2996.8713790258439,3264.277873822874,3022.0974202989837,3467.1178826308915,3706.3026336194725,3661.8958293969185,3438.8608360077051,3543.8167350149947,3942.4748737201289,4194.8112489934265,4371.4557933550677,4893.3548779132107,5640.4626777956291,5903.9939344708637,8374.2281805735638,9601.5535901445601,6928.9450436305042,6218.0254131282791,6060.5027679936966,4075.7065325282688,4382.5594059868718,5446.6084259839818,4442.1156243407095,5212.3770927884489,5438.5313134004937,3024.1155127116162,1785.3040133183388,530.31318604523244,144.71743439597881,32.111095952304076,4.0055490228453374,0]
[55,1785.3040133183388,2207.9184060557081,2252.302946567509,2449.017451437222,2719.3993366918717,2817.2682055292994,3005.9527295399853,2725.4529803403711,3256.2048951647485,3482.2556809374919,3188.5944886872308,3185.567190328984,3287.4877983976407,3496.3843520086962,3544.8259415743978,4384.57824766872,5812.1100272575686,5960.5385888725714,4674.2914534547617,5992.8500608866461,5852.4983805020629,5205.3099291771987,4991.2804336876488,4025.2394753686367,3352.0727943008783,3067.504823530363,3612.4434308660921,3654.8311599766735,3789.0621822999292,3175.4762165736051,3127.0399902778909,2242.2154736447596,1154.1009599179961,185.96829104052892,33.11558670666593,7.0136346326260179,0]
[60,1785.3040133183388,2174.6305846598557,2231.1193058018348,2385.4617444424284,2606.400492722641,2710.3188964706906,2815.2502560019175,2606.400492722641,2859.6454775840339,3069.5229459997654,2974.6726381183794,2964.5823559770597,3084.6589067117029,3280.4238909269366,3284.4604076229998,4004.0434994010784,4456.2477258570616,3655.840397630664,3652.8126855040018,4153.4270188754326,4547.0980128894607,4266.4775855495036,3993.9502168727063,3712.3581482479185,3338.9538656128216,2847.5376211416979,3345.0087493901683,3045.3055641018332,3710.3396422745623,2701.2384866414727,2266.4254844400321,2023.3288413501423,1175.2707480638032,232.26062580560185,52.205871129025049,13.03338714150617,0]
[62.5,1785.3040133183388,2170.5957316541662,2215.9882567338755,2375.3736914004407,2566.0449380352884,2719.3993366918717,2766.8199032442285,2563.0182968698623,2839.4657454064568,2969.6274927663708,2926.2395977368037,2917.1584914230884,2969.6274927663708,3317.7618589035956,3287.4877983976407,3924.3072654043785,4325.0228102633255,3479.2281160077923,3582.1667853718809,3957.614611221908,4193.801872657963,3731.5340095948823,3646.7572687739848,3218.8676297440725,2981.7358559689492,2792.0439405578245,3380.3291223492802,2888.9063416701338,3470.1454370192455,2634.6497530007728,2225.06687383394,1947.6821580817668,1301.2890525268974,216.15779343785601,52.205871129025049,14.036995597894803,0]
[65,1785.3040133183388,2149.4128766270524,2205.9009479859465,2351.1625390726026,2476.2561185264826,2667.943912276251,2692.1581073061711,2465.1588474663408,2752.6945425601039,2880.8343494628666,2842.492696124335,2856.6185086636519,2864.6904328960863,3371.2467053627852,3542.8075287426982,3648.7757399020425,3768.876758490404,3444.9158979647782,3384.3657599502199,3407.5765193208617,3359.1368540832968,3385.3749201022106,3487.3016283294669,2904.0413877397095,2765.8109465161397,2724.4440387986579,2986.7810218124014,2676.0152863232888,2981.7358559689492,2438.9291328454833,1990.0439462403338,1590.6715448037448,1212.5708213838691,322.85798908042426,47.181305740243346,13.03338714150617,0]
[67.5,1785.3040133183388,2134.2823934592843,2186.7351884950017,2336.0306951843845,2382.4353240465639,2544.8585250067572,2648.7744968170055,2383.4441304186876,2652.8101517456475,2819.2861565006547,2766.8199032442285,2772.8736513268914,2821.3041089149538,3084.6589067117029,3231.9860793589319,3537.7615016908253,3478.2189282826434,3170.4307417026257,3139.1489770359726,3331.8898484042343,3030.1697980183194,3013.016021115458,3154.285276082383,2748.6587385055973,2645.7477596510598,2587.2315258169774,2957.5191788850611,2855.6095197354166,2607.4093896281333,2052.5796556151499,1871.029847627455,1334.559970193191,1112.770593487423,419.52340124922512,48.186177781824156,13.03338714150617,0]
[70,1785.3040133183388,2118.1433295430343,2161.5173398079901,2314.8462783888795,2339.0570561486738,2442.9644552893333,2562.0094172746362,2334.0131233838633,2606.400492722641,2757.7393059397168,2727.4708645430419,2699.2206219280793,2771.8646923954316,2998.8894545449957,2960.5462527205259,3203.7310234935962,3126.0309101600064,3020.0793292326421,3085.6679734012773,3618.4987904535092,2826.3489962567992,2927.248611288916,2929.266639435391,2614.4716788777887,2565.0360572503428,2627.5874094357528,2796.0798077079462,2636.6675689238086,2053.5883118446627,1648.1513200615109,1538.235663427984,1170.2302875026519,957.54390769882389,403.41079642490519,48.186177781824156,11.02640849775289,0]
[72.5,1785.3040133183388,2094.9436406273785,2135.2910890117496,2281.5568725603935,2296.6883609339457,2361.2504890871387,2480.2915021508074,2272.4780276152401,2546.8762710599367,2718.3903973918368,2625.5696004693659,2656.8458128075108,2715.3635817368627,2926.2395977368037,2806.1695010255689,3027.1426538529072,2855.6095197354166,2856.6185086636519,2773.8826106251081,3016.0431511424208,2706.2831550106789,2717.3814584658967,2765.8109465161397,2574.1159985672007,2609.4271846089255,2726.4619222552083,2699.2206219280793,2402.6115323302456,1747.9893352360714,1444.4606007517443,1191.4003665316188,888.00222450550336,760.01978588315012,363.13215678677932,52.205871129025049,13.03338714150617,0]
[75,1785.3040133183388,2062.6662401528342,2106.0391121736243,2241.2067288426606,2264.4079736344561,2277.5218258983418,2426.8232055778144,2202.874764337957,2474.238429177256,2684.0866846909244,2568.0627007938024,2642.7210259442413,2715.3635817368627,2859.6454775840339,2677.0242097907121,2766.8199032442285,2693.1670368343684,2747.6497884165942,2602.3649090035683,2630.614125787446,2555.9561480433085,2496.4331021313724,2631.6230320113164,2429.8496817506452,2559.9916592749919,2742.6050435261163,2913.1224532323995,2264.4079736344561,1569.4953046517671,1183.3355298428294,1057.3298383323311,705.60838979549055,753.97387774006802,389.31279381754297,74.319187225450264,11.02640849775289,0]
[77.5,1785.3040133183388,2025.346125392472,2069.7268786622876,2210.9445966128064,2232.1280460590165,2223.0494001639518,2348.1361624916653,2130.2476160141623,2398.5762770867805,2582.1870843805104,2510.5570876684474,2514.5925267072198,2659.8725626232413,2758.7482597224889,2610.4360826839252,2691.1491781557102,2567.0538192164927,2562.0094172746362,2524.6811525862477,2515.601387478202,2431.8673346249552,2401.6027178841937,2459.1058115448759,2316.8638335766491,2380.4177125827059,2603.3738043476001,2858.6364875880849,2216.9969901350937,1462.6101501037324,1228.7009399454205,980.72560891008311,681.426874236142,744.90510645760855,340.98077844143347,56.225874000831865,13.03338714150617,0]
[80,1785.3040133183388,1986.0094511080301,2033.4152816143667,2184.7177498639853,2160.5086319512475,2169.5870195729431,2268.4429970397496,2066.7008877784397,2319.8901696487505,2457.0881362102509,2424.8055568903728,2423.7967331755085,2500.4685184444229,2658.8636456354934,2508.5393705784218,2586.2226367430271,2482.3091964232399,2487.3534392694373,2454.061626312217,2494.4153964179209,2313.8375014536578,2324.9340718640956,2340.0658440062871,2208.9271357812904,2213.9707913078155,2444.9821190090515,2458.0969736707507,1742.9468718328628,1318.4285113946478,1408.1621884105498,996.85233341219282,634.07391905157954,695.5326560411628,355.07694944629657,48.186177781824156,16.044422974417238,0]
[82.5,1785.3040133183388,1935.5789582303112,1991.0525713007953,2139.3258759796122,2134.2823934592843,2100.9957087583844,2191.7787932036431,1994.0784495437802,2232.1280460590165,2345.1097898073535,2307.7848490756414,2300.7234413475567,2366.29448025184,2505.512797983738,2388.4881686740619,2473.2295851189601,2405.637978206652,2433.8849891715854,2375.3736914004407,2540.8230376963083,2233.136786771614,2315.8550557632743,2333.0043381368682,2219.0144583128704,2068.7182145429474,2065.6922251337533,2307.7848490756414,1955.750999754207,1185.3517338818122,1226.6846634991973,1297.2562713408183,588.73929294176708,540.38621268984684,359.10453055246012,48.186177781824156,14.036995597894803,0]
[85,1785.3040133183388,1901.2869708129176,1950.7079698029713,2065.6922251337533,2107.0477943054639,2071.7442083739506,2069.7268786622876,1890.1926360499049,2120.1607058334635,2209.9358659670606,2137.3084815445268,2169.5870195729431,2222.0406640147612,2329.977985011195,2200.8573108795235,2288.6182213657398,2216.9969901350937,2260.3729574121126,2214.9795237913791,2209.9358659670606,2157.4825112047693,2163.5347569320406,2208.9271357812904,2017.2770012866408,1854.8929146325258,1833.7134031046771,1968.8629383413631,2016.2683630379474,1132.9315597183911,896.06475734774426,1205.5139617506477,597.80594744145617,507.14595626443844,304.73621645504568,63.261558950597731,14.036995597894803,0]
[87.5,1785.3040133183388,1861.9528056326203,1884.1412081189699,1990.0439462403338,2014.2510880530133,1953.7337862129405,1935.5789582303112,1760.0913066134603,1953.7337862129405,2025.346125392472,1945.6649528760877,1996.0957042545253,2049.5536898985906,2116.1259551720873,1991.0525713007953,2076.787541234376,1995.0870766444493,1982.9835851310775,1998.1129610018729,1951.7165747523459,1939.6133498034187,1951.7165747523459,2174.6305846598557,1802.448857371257,1764.1253155737052,1948.6907614674124,2111.0825276544465,1643.1091533508616,1215.5952023717614,903.11953305778582,960.56757634820201,597.80594744145617,467.86483635338556,288.62887634657591,58.235984471133037,16.044422974417238,0]
[90,1785.3040133183388,1833.7134031046771,1832.7048610100917,1914.3985407022963,1897.2526597600297,1802.448857371257,1798.4147617028943,1611.8480666005,1784.2954981868616,1843.7988544784041,1773.2018693958976,1769.1678397306264,1812.5341359598203,1878.0897996043796,1742.9468718328628,1790.3465975064146,1710.6754529653192,1727.8195692338438,1796.3977172574425,1732.8619887894267,1652.1850645275526,1606.806012253599,1521.0935481479901,1470.6766888703037,1989.0353216905689,1798.4147617028943,1974.9146317621396,1298.2644654647133,1079.50580018799,916.22140511708278,830.55883525843592,630.04403985316117,429.5940947792626,270.50919518025506,60.246164270520133,18.052101952375242,0]
[95,1785.3040133183388,1775.2188876679345,1709.6669808663319,1706.6415681363681,1668.3201405373907,1568.4869193528862,1553.3612178210465,1351.6998585572758,1442.4439981679486,1464.6267806383148,1373.881212474487,1353.716330339915,1332.5435271419701,1345.6504612583315,1256.929154821795,1232.7335027485854,1150.0686630859591,1094.6260356973835,1048.2579873104198,1019.0270043413617,947.465081258998,900.09605098701365,883.9709854667052,988.78893831612163,1261.9699745374417,1550.3360951255308,1179.3031320662135,931.33918221922693,856.76060658544282,1067.4097639723441,850.71397201382797,915.2135621254165,371.18754265259679,200.05616048375992,56.225874000831865,16.044422974417238,0]
[105,1785.3040133183388,1672.3539339575655,1531.1771221372917,1449.5021195076226,1391.0215949408339,1272.0516742341567,1247.85573028107,1069.4257605404598,1072.4497625090453,1056.3218510332676,984.75726536836657,971.654442519893,976.6939690089232,1011.9713744327134,960.56757634820201,980.72560891008311,886.99441302859464,860.79172000305243,798.31163786566447,787.22696170574807,801.33475813991458,734.82882334190344,678.4042444537622,806.37331722858721,979.71769737990815,840.63634328996886,620.97690605782327,498.08080372144371,358.09763102539472,369.17367966376946,340.98077844143347,512.18222225713123,476.92942740841636,435.63662446655979,74.319187225450264,23.072229545451361,0]
[115,1785.3040133183388,1607.8144218600987,1392.0298593293548,1321.4531449723431,1181.3193292356812,1051.2819289698355,985.76518206204776,874.90076490654008,977.70187742826306,1090.5939523736934,1264.9944760272024,1300.2808560583592,1409.1704651305902,1680.421549934586,1424.2947021300658,1001.8919884694633,808.38874968158041,655.23120091604528,608.88760041014177,608.88760041014177,643.1412405542178,695.5326560411628,660.26875041270193,630.04403985316117,531.32048016773717,512.18222225713123,539.37890152609612,545.42279657635379,457.79327444158969,410.45998340822337,280.57554002346535,251.38418306924891,224.20906517072982,176.9123618266558,140.69354214646376,30.102209640499385,0]
[125,1785.3040133183388,1553.3612178210465,1303.3054478043848,1183.3355298428294,1045.2340543655314,938.39422900883744,972.66234573309464,930.33132274107584,1323.4695712007247,1909.3556185560697,3084.6589067117029,2067.7095509149171,1207.5302031596229,692.5099642532108,615.93966653181371,611.90990452585947,606.87273932099311,721.72986193823385,687.47217392475886,665.30633830583247,581.68754688117576,528.29860353797324,495.05912268737313,496.0663476570511,499.08803480791187,500.09526792509121,482.97258393675241,426.57286170170653,356.08384046433116,372.19447824394808,416.5022400230921,314.80373896081153,225.21549466265694,114.54120724389411,78.340564620239888,36.12923810708449,0]
[135,1785.3040133183388,1498.9099210598927,1257.937317151861,1079.50580018799,891.02566578692733,927.30775085588652,1130.9154468603931,1168.2141093458158,1713.7008728243975,1551.3444687027222,903.11953305778582,663.29129855967244,588.73929294176708,616.94711115541907,592.76890006969472,647.1712023231205,657.24621608837697,646.16370952449347,582.69493397084909,548.44476923822299,558.51813107578766,569.59903862060082,568.59167442682008,542.40084064130906,510.16770989602873,470.88634737729012,421.53752081806556,362.12524602494449,336.95340690676727,335.94657151454635,313.79697206375391,292.65562908951142,182.94959793098093,126.61084744487482,76.329849463361882,38.138479987815508,0]
[145,1785.3040133183388,1457.5685859282098,1194.4246943704641,920.25278814681985,863.81506744737169,925.29204173531855,1316.4120928596087,1533.1938449098943,977.70187742826306,682.43442047637177,594.78371390751465,544.41547606823053,558.51813107578766,765.05807938825171,714.67667312976948,747.92801802915096,765.05807938825171,580.68016153438612,596.79853456367937,651.20118916201011,677.39670417975822,682.43442047637177,647.1712023231205,610.90246816001093,535.34967569936532,462.82902802857438,411.46702004179934,432.61534908352962,431.60826196609258,414.48814469174425,367.1598276496963,280.57554002346535,144.71743439597881,88.394889005535376,69.292772726876819,41.152539512670401,0]
[155,1785.3040133183388,1420.2615565053034,1132.9315597183911,884.97879350789503,840.63634328996886,948.4729591018255,1478.7432718374282,1316.4120928596087,739.86694776308775,601.83561588397004,526.28402870531886,539.37890152609612,623.99926938862291,687.47217392475886,654.22369565013753,619.96945487635514,577.65801598154644,622.99181331659202,683.44196820265972,755.98917509219189,791.25773511047908,783.19620891882039,754.98152574436392,649.18619261853939,529.30589383410154,417.50929134044378,421.53752081806556,412.47405913757262,404.41781565261778,400.38975383450293,342.99448206442173,258.43007668638376,115.54696382165466,68.287532720608553,76.329849463361882,46.176455080303917,0]
[165,1785.3040133183388,1399.0877304474784,1088.5779162930164,871.87737888041204,842.65185942550795,1011.9713744327134,1679.4130958175858,816.45052956695815,595.7911233847426,561.54017517044895,517.21853772302381,553.48142726268577,666.3138604664249,710.64631070258758,603.8504602244393,580.68016153438612,589.74669214800133,644.14872863759194,699.56293216247195,765.05807938825171,780.17315792272359,777.15011862876509,706.6159711103785,587.73189545758112,437.65081969353872,415.49519113823135,438.65792078245397,443.69346076982475,448.72905785103239,452.75757619336599,387.29883465531185,260.44322462984479,88.394889005535376,66.277097278608665,56.225874000831865,41.152539512670401,0]
[175,1785.3040133183388,1390.0133312824107,1065.3937712079951,861.79950130763405,820.48144938076518,998.86819238794283,1685.4638295811908,694.5250906509001,576.65063763657156,538.37159224165714,530.31318604523244,647.1712023231205,632.0589762438625,636.08886825596176,582.69493397084909,559.52547729664832,591.76149571488634,644.14872863759194,697.5477911939663,739.86694776308775,733.8212025910484,722.73746597640445,638.10382383678518,536.35697932476273,384.27791554552124,405.42483738535867,428.5870147208546,437.65081969353872,440.67212988461301,440.67212988461301,379.24310317649696,244.33848676014631,72.308579335641099,58.235984471133037,52.205871129025049,39.143140946941287,0]
[180,1785.3040133183388,1390.0133312824107,1067.4097639723441,859.78393987716277,812.4196296344146,994.83647850888315,1679.4130958175858,683.44196820265972,570.60640459417959,538.37159224165714,555.49610331653514,681.426874236142,628.02910989995701,628.02910989995701,566.57695139125042,553.48142726268577,582.69493397084909,642.13375404750673,697.5477911939663,741.88220714112128,723.74507141792458,715.68426728943632,634.07391905157954,524.26946157658676,381.25702016037638,403.41079642490519,426.57286170170653,432.61534908352962,431.60826196609258,430.60117719617693,368.16675228114894,236.28651130948512,74.319187225450264,60.246164270520133,56.225874000831865,39.143140946941287,0]
[null,"U - MH 175W Type II Short"]
[null,"Generic"]
[null,"MH"]
[null,"NA"]
[null,214]
[null,"TYPE II, SHORT, CUTOFF"]
[]
[null,73]
[null,73]
[null,0,2.5,5,7.5,10,12.5,15,17.5,20,22.5,25,27.5,30,32.5,35,37.5,40,42.5,45,47.5,50,52.5,55,57.5,60,62.5,65,67.5,70,72.5,75,77.5,80,82.5,85,87.5,90,92.5,95,97.5,100,102.5,105,107.5,110,112.5,115,117.5,120,122.5,125,127.5,130,132.5,135,137.5,140,142.5,145,147.5,150,152.5,155,157.5,160,162.5,165,167.5,170,172.5,175,177.5,180]
[0,2325.831006457166,2383.638308207665,2413.0926701498115,2438.1862326320324,2461.0999802940059,2479.6507527039757,2487.2897060426303,2485.1071242120329,2472.0120323585243,2441.4594950874894,2390.1834121144484,2322.5593171111541,2240.7820799072165,2155.7651096360396,2068.6027079111132,1981.47666463469,1892.2118445783431,1795.3741002055219,1693.1522413297068,1595.3374584863545,1497.582055556215,1405.315451682533,1312.0244186790019,1228.5519951355097,1149.4675970216774,1074.7660573848871,988.22017968112107,904.99059664848824,806.72668188126579,699.95944442795724,583.6713338005826,464.39362718599915,339.00138935070413,226.86256835967529,128.00396694287443,49.894612002056832,10.232929922807543,1,0,0,1,0,0,0,0,0,0,0,0,0,0,0,0,0,0,0,0,0,0,0,0,0,0,0,0,0,0,0,0,0,0,0,0]
[2.5,2325.831006457166,2371.6394135269497,2400.0014005576918,2421.820574121567,2443.6416942005872,2462.1911639793502,2468.7383665667949,2469.829583724571,2456.7352934743167,2421.820574121567,2372.73019734332,2304.0206079080485,2226.6103334682998,2142.6884895418448,2054.4422120687759,1968.410989164275,1875.8873675903194,1777.9704717287827,1679.0199032668422,1581.2134800214446,1487.8099233349751,1393.3793688642434,1301.1807992393649,1218.7990714726304,1139.7211225563478,1062.8617764842531,979.56961411219243,890.9461416737272,790.54034135946483,681.64125400207229,566.46195727142288,447.22380964155195,327.23373113031232,215.1426279035604,116.35263111945157,42.551188538175488,7.1375476469952135,1,0,0,1,0,0,0,0,0,0,0,0,0,0,0,0,0,0,0,0,0,0,0,0,0,0,0,0,0,0,0,0,0,0,0,0]
[5,2325.831006457166,2385.8199897630652,2413.0926701498115,2437.0951548124681,2461.0999802940059,2477.4682373711053,2486.1984127559895,2484.0158404127978,2470.9208056558359,2438.1862326320324,2389.0925491270582,2323.6498751596077,2244.0526091636348,2160.1241577669116,2075.1386454934413,1986.9209481709393,1895.4769076973703,1801.9008924162843,1700.7624462293727,1606.2029004146848,1511.6984712785093,1419.4230249507279,1326.1224495633958,1242.6409034426263,1162.464168068502,1083.4245371068407,997.95296189648411,906.07102915751875,805.64749174834765,695.64885027100161,579.36851277698258,455.807917909916,335.79162087794612,219.40371066836855,117.41138278867602,43.599527557808578,8.1680970056575433,0,0,0,1,0,0,0,0,0,0,0,0,0,0,0,0,0,0,0,0,0,0,0,0,0,0,0,0,0,0,0,0,0,0,0,0]
[7.5,2325.831006457166,2386.9108379491572,2414.183641076796,2437.0951548124681,2460.0088013987483,2476.376986842236,2485.1071242120329,2485.1071242120329,2469.829583724571,2439.2773152858044,2390.1834121144484,2324.7404382757204,2247.3231856141942,2165.573090387395,2083.8535458921097,1997.8099579593547,1906.3608530819795,1813.8672854954518,1715.9838660649618,1623.5891193037373,1529.0743120280163,1440.0442796790594,1349.9840285734381,1264.3192295623426,1180.8784363519678,1096.4135397273076,1007.6866840327075,915.79549398218001,813.20212219951463,702.11484017448458,584.74708822143202,462.24705137782735,341.14140235680253,222.60006143079301,116.35263111945157,42.551188538175488,8.1680970056575433,1,0,0,1,0,0,0,0,0,0,0,0,0,0,0,0,0,0,0,0,0,0,0,0,0,0,0,0,0,0,0,0,0,0,0,0]
[10,2325.831006457166,2374.9117798684956,2403.2741518235634,2426.1846429657708,2449.097276359907,2467.6471541845749,2475.2857410744869,2473.1032638305705,2462.1911639793502,2430.5487895323295,2381.4566464227355,2319.2876733950943,2244.0526091636348,2166.6628932122067,2084.9429338462242,2003.2546834223624,1917.2454137470149,1825.8344602584345,1732.294013488875,1643.1508182754401,1556.2279693903772,1468.2675693746307,1378.1894558989111,1291.4223064700227,1204.7128807369463,1116.9825698729069,1026.0751367514697,932.00520237834712,827.23398916459007,716.12650072218662,596.58167242276886,472.98090844789732,351.8434451634983,227.92831958998121,117.41138278867602,42.551188538175488,7.1375476469952135,0,0,0,0,0,0,0,0,0,0,0,0,0,0,0,0,0,0,0,0,0,0,0,0,0,0,0,0,0,0,0,0,0,0,0,0]
[12.5,2325.831006457166,2373.82098612458,2402.1832298289978,2424.0025988198076,2448.0061502934391,2464.3735457119706,2474.1945000699116,2469.829583724571,2458.9176272956556,2429.4577456117072,2384.7291465151638,2322.5593171111541,2250.5938091915718,2175.3815109698435,2100.1949556491486,2019.5897373958935,1937.9277618753629,1851.9473488154185,1762.7436797517571,1680.1069645081495,1597.5104884166533,1513.8703436969756,1422.678816446082,1331.5451651542369,1239.3894758747203,1147.3016428492035,1055.2870113491429,960.10861691293951,852.06534984007237,738.76643475035814,617.02867786598563,492.30789550323971,363.61941288015822,233.25781139467395,115.29397483024779,40.455283887127329,7.1375476469952135,1,0,0,1,0,0,0,0,0,0,0,0,0,0,0,0,0,0,0,0,0,0,0,0,0,0,0,0,0,0,0,0,0,0,0,0]
[15,2325.831006457166,2370.5486346777088,2398.9104932853224,2421.820574121567,2442.55059223117,2460.0088013987483,2466.5559465799834,2466.5559465799834,2453.4618287357298,2426.1846429657708,2383.638308207665,2324.7404382757204,2258.2254470996772,2187.3701750380064,2114.3585295307998,2039.1935281668418,1962.9672108095081,1881.3287042411284,1796.4618826164549,1718.1584640237422,1640.9771817940998,1560.572992069317,1469.353188460891,1331.5451651542369,1272.9915941488593,1177.628651728154,1082.3421895608992,982.81348792149424,871.50359879103087,756.02053206785797,631.02261461965691,503.04837698161265,370.04426788884615,235.38994730430215,113.17695184119231,39.407731236207468,7.1375476469952135,1,0,0,0,0,0,0,0,0,0,0,0,0,0,0,0,0,0,0,0,0,0,0,0,0,0,0,0,0,0,0,0,0,0,0,0]
[17.5,2325.831006457166,2349.8247832882898,2374.9117798684956,2397.8195909247265,2418.5475735762684,2437.0951548124681,2443.6416942005872,2442.55059223117,2432.7308919187217,2406.546947216732,2365.0948150169029,2311.6540158621642,2249.5035961002814,2183.0105853696969,2115.4480742050969,2046.8177295210917,1974.9437199205092,1899.830411796815,1820.3947387854671,1751.8681963827157,1680.1069645081495,1601.8566360380844,1510.6125466518552,1409.6560947626983,1305.5181400644422,1206.8798813390636,1109.404066108586,1006.6051132132686,893.10668524426615,773.27852938739181,642.86604134174593,507.34520813847598,367.90252587600776,231.12586843241152,110.00215468643779,37.313460312522984,7.1375476469952135,1,0,0,0,0,0,0,0,0,0,0,0,0,0,0,0,0,0,0,0,0,0,0,0,0,0,0,0,0,0,0,0,0,0,0,0]
[20,2325.831006457166,2361.8225829696521,2389.0925491270582,2410.9107429484311,2431.6398383020437,2449.097276359907,2458.9176272956556,2456.7352934743167,2446.9150290421662,2420.7295690707115,2381.4566464227355,2332.3745217875576,2271.3088485904909,2208.0793979714908,2143.7781777704245,2078.4066907590027,2010.8775451424156,1943.3708492769567,1872.6226405802122,1807.3400647713784,1743.1682907552354,1664.8887428633086,1570.3497305529825,1463.9251725612944,1356.492459881807,1252.3956906958547,1149.4675970216774,1035.8115248079168,916.87605338592562,787.30346485257655,649.32700551513756,509.49375903120728,360.40740559407163,222.60006143079301,103.65530802692754,35.220353145464401,6.1084744668798434,1,0,0,0,0,0,0,0,0,0,0,0,0,0,0,0,0,0,0,0,0,0,0,0,0,0,0,0,0,0,0,0,0,0,0,0]
[22.5,2325.831006457166,2382.5474748427805,2408.7288352982841,2430.5487895323295,2450.1884072394719,2467.6471541845749,2475.2857410744869,2476.376986842236,2465.4647437550921,2442.55059223117,2404.3650787211618,2355.2782535950632,2300.7492239586213,2239.69191398766,2177.5612195224239,2117.6271802191272,2053.3529830991765,1991.2764813657343,1928.1305862683516,1868.2697589098352,1806.252217318998,1726.8571280294195,1627.9359628436705,1519.3001596201761,1407.4857566552689,1296.8436015587463,1188.4616110954935,1070.4370761522764,941.7323705813028,800.25175615248781,654.71162887260823,497.67784936516188,346.4920146447925,205.55827166399794,95.198872818176369,32.083025079116879,5.0811229563366282,0,0,0,0,0,0,0,0,0,0,0,0,0,0,0,0,0,0,0,0,0,0,0,0,0,0,0,0,0,0,0,0,0,0,0,0]
[25,2325.831006457166,2386.9108379491572,2414.183641076796,2434.9130136844437,2454.5529788466802,2472.0120323585243,2478.5594926590356,2477.4682373711053,2469.829583724571,2449.097276359907,2413.0926701498115,2368.3670918895714,2316.016075372077,2261.4962272826901,2201.5394347457918,2144.8678714831058,2086.0323274360881,2031.5696090365111,1974.9437199205092,1918.3339035217809,1859.564297033204,1777.9704717287827,1675.7587613705437,1563.8318377032479,1448.7277904459427,1336.9680994079624,1220.9663212825797,1097.4960256371642,959.02756418629679,812.12284658234466,654.71162887260823,491.23397411887214,335.79162087794612,194.91418471751194,90.973403979795918,29.993142982489761,5.0811229563366282,1,0,0,0,0,0,0,0,0,0,0,0,0,0,0,0,0,0,0,0,0,0,0,0,0,0,0,0,0,0,0,0,0,0,0,0]
[27.5,2325.831006457166,2343.2807843520932,2370.5486346777088,2389.0925491270582,2408.7288352982841,2422.911584038648,2432.7308919187217,2431.6398383020437,2424.0025988198076,2403.2741518235634,2376.0025785728294,2336.7369663536861,2289.8449437667564,2238.6017533219056,2186.2802695489295,2132.8815427211807,2080.5854158731768,2030.4805008313006,1977.1213444197042,1927.0420415794815,1870.44618720792,1791.0230358542874,1689.890828526941,1577.9542773527587,1462.8395932697706,1348.8993201853148,1231.8031403492121,1107.2388733089908,964.43294820618519,811.04358516608113,645.01962494946997,479.42238413878749,322.95561353177851,185.33941781646422,85.694310920051294,26.861055949311186,4.0558379191601164,0,0,0,0,0,0,0,0,0,0,0,0,0,0,0,0,0,0,0,0,0,0,0,0,0,0,0,0,0,0,0,0,0,0,0,0]
[30,2325.831006457166,2343.2807843520932,2367.2763279551641,2386.9108379491572,2402.1832298289978,2418.5475735762684,2426.1846429657708,2427.2756723262933,2421.820574121567,2406.546947216732,2379.2750044260347,2345.4620972510734,2302.9301414784331,2257.1351974584481,2208.0793979714908,2159.0343875623253,2107.8213783200881,2056.6206871582622,2005.4326146559354,1956.4348741204674,1899.830411796815,1824.7465031115321,1726.8571280294195,1614.8957781963086,1495.4104159112949,1380.3593424058936,1261.0672444654592,1131.0582822179467,981.73218485579537,819.67807309035425,646.09644346568859,471.90741328832104,313.33191151491894,174.70654248029146,80.418437824753767,25.817810497411077,4.0558379191601164,0,0,0,0,0,0,0,0,0,0,0,0,0,0,0,0,0,0,0,0,0,0,0,0,0,0,0,0,0,0,0,0,0,0,0,0]
[32.5,2325.831006457166,2377.0933822353495,2401.0923127396454,2420.7295690707115,2438.1862326320324,2453.4618287357298,2462.1911639793502,2463.2823524526966,2460.0088013987483,2446.9150290421662,2427.2756723262933,2398.9104932853224,2358.550395808692,2314.9255528626768,2269.1282297401967,2218.9797626086065,2169.9323342398561,2117.6271802191272,2065.3348157521536,2018.5006929812796,1960.7897412965333,1890.035166815836,1797.5496715488855,1679.0199032668422,1552.9692811851619,1436.7880966283078,1310.9400166827902,1170.0461666533452,1010.9314654061828,834.79058863058049,643.94282423176401,465.46695195939168,304.77996344944074,169.39248328170342,76.200196052738491,23.732588790915425,5.0811229563366282,1,0,0,0,0,0,0,0,0,0,0,0,0,0,0,0,0,0,0,0,0,0,0,0,0,0,0,0,0,0,0,0,0,0,0,0]
[35,2325.831006457166,2368.3670918895714,2391.2742800311898,2409.8197866783685,2425.0936184628968,2439.2773152858044,2449.097276359907,2452.3706834294803,2450.1884072394719,2442.55059223117,2425.0936184628968,2398.9104932853224,2365.0948150169029,2325.831006457166,2283.3026222658987,2240.7820799072165,2191.7298507376045,2139.4194577880648,2087.1217266588219,2039.1935281668418,1984.7432170097504,1917.2454137470149,1821.4826702202306,1706.1985133884175,1583.3863187616705,1466.0963550500803,1338.0527124216242,1189.5449609531815,1014.1763498995227,825.07508599873893,629.94604797289367,451.51566179374936,293.0249272243106,161.95558458905384,71.984266164529302,22.690648469048671,4.0558379191601164,0,0,0,0,0,0,0,0,0,0,0,0,0,0,0,0,0,0,0,0,0,0,0,0,0,0,0,0,0,0,0,0,0,0,0,0]
[37.5,2325.831006457166,2337.8275901005868,2360.7318489256236,2378.1841908538286,2393.4560306439121,2405.4560105196101,2415.2746168850972,2418.5475735762684,2418.5475735762684,2413.0926701498115,2401.0923127396454,2380.3658229497464,2352.0061563899726,2318.1971356406293,2280.0315310811411,2239.69191398766,2196.0896123007433,2145.957570677157,2096.9265726678727,2052.263759850302,1999.9878305367613,1934.6619820620249,1847.5949461550183,1737.7310679035402,1621.4157407235175,1506.2689254895213,1370.5951198394444,1211.2139980500669,1022.8298769035448,819.67807309035425,615.95235043957587,435.4233304433215,280.20658207146562,154.52206669540226,67.770780948473742,20.60821115822505,4.0558379191601164,0,0,0,0,0,0,0,0,0,0,0,0,0,0,0,0,0,0,0,0,0,0,0,0,0,0,0,0,0,0,0,0,0,0,0,0]
[40,2325.831006457166,2361.8225829696521,2382.5474748427805,2398.9104932853224,2412.0017041063002,2425.0936184628968,2433.8219503802316,2438.1862326320324,2439.2773152858044,2436.0040818292323,2427.2756723262933,2410.9107429484311,2384.7291465151638,2352.0061563899726,2319.2876733950943,2282.2122533790071,2238.6017533219056,2196.0896123007433,2153.5856182850712,2110.0004064506011,2062.066974786947,2001.0767756324954,1918.3339035217809,1817.1309831209417,1707.2857474158902,1589.9050119586807,1441.1296902373979,1264.3192295623426,1056.3690877856964,836.94974171901242,622.41059320889133,434.35071533043168,275.93507744429598,151.33734723060692,65.665000959912319,20.60821115822505,4.0558379191601164,0,0,0,0,0,0,0,0,0,0,0,0,0,0,0,0,0,0,0,0,0,0,0,0,0,0,0,0,0,0,0,0,0,0,0,0]
[42.5,2325.831006457166,2357.4596767403145,2378.1841908538286,2394.5469133354923,2405.4560105196101,2417.45658313699,2427.2756723262933,2433.8219503802316,2437.0951548124681,2437.0951548124681,2432.7308919187217,2419.6385688882269,2397.8195909247265,2369.4578607978347,2340.0088527046896,2308.3825247025916,2270.2185365730725,2234.2411632470644,2198.2695252289022,2164.483292992581,2126.3438260708599,2075.1386454934413,2007.6105693082538,1921.5994095232572,1819.3068137881473,1699.6752534233128,1534.5046642607267,1338.0527124216242,1105.0737224294955,862.86384131139641,633.17580243905263,434.35071533043168,271.66422742918644,147.09208906116967,63.559889478569481,20.60821115822505,4.0558379191601164,0,0,0,0,0,0,0,0,0,0,0,0,0,0,0,0,0,0,0,0,0,0,0,0,0,0,0,0,0,0,0,0,0,0,0,0]
[45,2325.831006457166,2353.0968504536027,2371.6394135269497,2389.0925491270582,2394.5469133354923,2408.7288352982841,2416.3655975725496,2426.1846429657708,2426.1846429657708,2430.5487895323295,2472.0120323585243,2421.820574121567,2402.1832298289978,2379.2750044260347,2354.1875495227223,2329.1027413702145,2297.4778860630963,2274.5798157256204,2248.4133882403248,2229.8806574340738,2205.8993888919867,2176.471362544461,2127.4334317083194,2069.6920166601144,1976.032529200078,1855.2117172876899,1670.3236645683025,1440.0442796790594,1171.129349093831,901.74937580726578,645.01962494946997,436.49597171790003,267.39404211278946,142.84804381358487,61.455468207629799,19.567761076438654,3.0331400758135616,0,0,0,0,0,0,0,0,0,0,0,0,0,0,0,0,0,0,0,0,0,0,0,0,0,0,0,0,0,0,0,0,0,0,0,0]
[47.5,2325.831006457166,2354.1875495227223,2373.82098612458,2386.9108379491572,2398.9104932853224,2408.7288352982841,2419.6385688882269,2428.3667065423178,2432.7308919187217,2438.1862326320324,2438.1862326320324,2431.6398383020437,2417.45658313699,2398.9104932853224,2379.2750044260347,2359.6411198712153,2341.0994915572896,2331.2839232629449,2323.6498751596077,2322.5593171111541,2328.012158006738,2328.012158006738,2319.2876733950943,2286.5737598494607,2215.7095974314529,2077.3173366801493,1866.0933557145936,1597.5104884166533,1290.3380744609933,974.1633942786666,687.02845691462926,451.51566179374936,271.66422742918644,140.72648699268763,59.351760314890811,17.488534197701451,4.0558379191601164,0,0,0,0,0,0,0,0,0,0,0,0,0,0,0,0,0,0,0,0,0,0,0,0,0,0,0,0,0,0,0,0,0,0,0,0]
[50,2325.831006457166,2347.6434302359053,2367.2763279551641,2380.3658229497464,2388.0016910712238,2397.8195909247265,2407.6378888103472,2417.45658313699,2422.911584038648,2427.2756723262933,2429.4577456117072,2425.0936184628968,2413.0926701498115,2400.0014005576918,2320.3782162265602,2374.9117798684956,2370.5486346777088,2376.0025785728294,2394.5469133354923,2421.820574121567,2461.0999802940059,2503.6596730811784,2535.3112752318252,2536.4027798544712,2468.7383665667949,2314.9255528626768,2075.1386454934413,1772.5321829420659,1428.1052994625652,1074.7660573848871,749.54978383561649,478.34874503503397,278.07074854978981,140.72648699268763,57.248790586512769,17.488534197701451,3.0331400758135616,0,0,0,0,0,0,0,0,0,0,0,0,0,0,0,0,0,0,0,0,0,0,0,0,0,0,0,0,0,0,0,0,0,0,0,0]
[52.5,2325.831006457166,2366.185568996857,2382.5474748427805,2395.6378009476189,2402.1832298289978,2410.9107429484311,2421.820574121567,2429.4577456117072,2434.9130136844437,2441.4594950874894,2445.8239126081958,2441.4594950874894,2432.7308919187217,2422.911584038648,2417.45658313699,2417.45658313699,2430.5487895323295,2461.0999802940059,2509.1165646102377,2575.7000284737542,2658.6802781836332,2749.3327263856449,2822.5316459465826,2836.7366142473952,2755.8870744568653,2576.7917038771839,2306.2015560948394,1973.8549165842055,1593.1644578617343,1207.9633960911644,854.22494028480196,537.43295297390966,299.43619804149256,147.09208906116967,59.351760314890811,17.488534197701451,3.0331400758135616,0,0,0,0,0,0,0,0,0,0,0,0,0,0,0,0,0,0,0,0,0,0,0,0,0,0,0,0,0,0,0,0,0,0,0,0]
[55,2325.831006457166,2333.465125361251,2350.9154673341095,2360.7318489256236,2369.4578607978347,2374.9117798684956,2384.7291465151638,2394.5469133354923,2400.0014005576918,2407.6378888103472,2410.9107429484311,2409.8197866783685,2404.3650787211618,2401.0923127396454,2404.3650787211618,2417.45658313699,2449.097276359907,2510.2079570247229,2592.075639476901,2702.3644477020471,2901.2141176479831,2964.6126169966869,3057.5483915514369,3066.2967416244278,2963.5194248548355,2766.811330715931,2532.0367892874046,2135.0608257266135,1729.0318619052798,1320.6999535118487,934.16670881607422,594.42975557753084,329.37299806661247,153.46042066143025,59.351760314890811,16.449821226497065,3.0331400758135616,0,0,0,0,0,0,0,0,0,0,0,0,0,0,0,0,0,0,0,0,0,0,0,0,0,0,0,0,0,0,0,0,0,0,0,0]
[57.5,2325.831006457166,2325.831006457166,2344.3714382897078,2352.0061563899726,2357.4596767403145,2365.0948150169029,2372.73019734332,2381.4566464227355,2389.0925491270582,2395.6378009476189,2400.0014005576918,2398.9104932853224,2395.6378009476189,2396.7286934780941,2405.4560105196101,2434.9130136844437,2490.5636143382453,2586.6169883435964,2706.7332511025947,2861.8702044286629,3038.9589713722244,3199.7393032099162,3280.7068811450249,3267.5756465091877,3145.0429313343893,2927.4463327466592,2629.1974736752309,2262.5864977552615,1843.2426450072926,1415.0820846677648,1009.849860141233,649.32700551513756,364.69014452868907,166.20483664591984,60.403523579725551,16.449821226497065,2.0139111001134378,0,0,0,0,0,0,0,0,0,0,0,0,0,0,0,0,0,0,0,0,0,0,0,0,0,0,0,0,0,0,0,0,0,0,0,0]
[60,2325.831006457166,2369.4578607978347,2383.638308207665,2391.2742800311898,2395.6378009476189,2402.1832298289978,2407.6378888103472,2415.2746168850972,2419.6385688882269,2425.0936184628968,2427.2756723262933,2429.4577456117072,2430.5487895323295,2436.0040818292323,2456.7352934743167,2500.3855946707586,2582.250149544107,2712.1943535214359,2882.6343848030251,3084.8878052281743,3300.4047082202333,3466.7876757824306,3532.4871505367064,3499.6358866629184,3357.3160569786151,3123.1670103439365,2807.2347794218667,2424.0025988198076,1981.47666463469,1525.816192295898,1097.4960256371642,711.81492895055942,388.25396199754647,178.9589448977022,62.507591154840597,16.449821226497065,2.0139111001134378,0,0,0,0,0,0,0,0,0,0,0,0,0,0,0,0,0,0,0,0,0,0,0,0,0,0,0,0,0,0,0,0,0,0,0,0]
[62.5,2325.831006457166,2347.6434302359053,2360.7318489256236,2369.4578607978347,2374.9117798684956,2377.0933822353495,2383.638308207665,2389.0925491270582,2395.6378009476189,2398.9104932853224,2402.1832298289978,2404.3650787211618,2406.546947216732,2417.45658313699,2443.6416942005872,2506.9337938839244,2620.4624548426323,2786.4760670964129,2998.5035459221508,3242.4089088860155,3473.3570723657317,3622.2959598690959,3669.3996716764063,3617.9145263319601,3462.4081465195027,3225.996860107467,2907.7719520905971,2511.2993541374171,2045.7285406591793,1583.3863187616705,1140.8040235409026,751.70663869507621,425.77074391252245,193.85008743957815,64.61236033205131,16.449821226497065,2.0139111001134378,0,0,0,0,0,0,0,0,0,0,0,0,0,0,0,0,0,0,0,0,0,0,0,0,0,0,0,0,0,0,0,0,0,0,0,0]
[65,2325.831006457166,2346.5527612339006,2357.4596767403145,2364.0040660175482,2368.3670918895714,2370.5486346777088,2374.9117798684956,2380.3658229497464,2381.4566464227355,2384.7291465151638,2386.9108379491572,2389.0925491270582,2395.6378009476189,2408.7288352982841,2444.7328009936323,2528.7623452695657,2672.8768593956511,2881.5414961905908,3131.9171972809163,3403.2898975503049,3626.6774458788123,3755.9546006210803,3787.7329094686806,3720.891970575085,3562.0558753177129,3323.3869772436688,2998.5035459221508,2586.6169883435964,2105.6423724927236,1626.8492411730424,1181.9617175830981,781.90896372987925,446.15091016657146,202.36445931972352,67.770780948473742,16.449821226497065,2.0139111001134378,0,0,0,0,0,0,0,0,0,0,0,0,0,0,0,0,0,0,0,0,0,0,0,0,0,0,0,0,0,0,0,0,0,0,0,0]
[67.5,2325.831006457166,2337.8275901005868,2348.7341042547946,2353.0968504536027,2355.2782535950632,2357.4596767403145,2361.8225829696521,2365.0948150169029,2364.0040660175482,2364.0040660175482,2364.0040660175482,2365.0948150169029,2370.5486346777088,2385.8199897630652,2429.4577456117072,2529.8538219470529,2705.6410437027362,2947.1220226568262,3261.0102249827278,3507.3009095253219,3719.7963159361711,3831.5693870902141,3848.0093495542856,3774.5829429964197,3610.247144091566,3371.5453931430752,3042.2393756727979,2611.7277242902483,2120.8958808617599,1636.6299943880642,1190.6283205796242,789.46136791694869,452.58868809802965,206.62298535028927,67.770780948473742,16.449821226497065,1,0,0,0,0,0,0,0,0,0,0,0,0,0,0,0,0,0,0,0,0,0,0,0,0,0,0,0,0,0,0,0,0,0,0,0,0]
[70,2325.831006457166,2336.7369663536861,2344.3714382897078,2349.8247832882898,2349.8247832882898,2350.9154673341095,2354.1875495227223,2355.2782535950632,2350.9154673341095,2350.9154673341095,2346.5527612339006,2347.6434302359053,2353.0968504536027,2369.4578607978347,2417.45658313699,2538.5858030497466,2744.9632469289536,3019.2772831178122,3319.0092805381378,3597.1034355274833,3792.1163321524564,3888.5642243301518,3897.3333980497905,3811.8423542426835,3650.7765541102772,3409.8580929958439,3069.5774366527039,2619.3705977389395,2118.7167415532563,1633.3696788417667,1187.3782710152873,788.38240907479076,451.51566179374936,208.75257542110694,68.823915217669082,16.449821226497065,1,0,0,0,0,0,0,0,0,0,0,0,0,0,0,0,0,0,0,0,0,0,0,0,0,0,0,0,0,0,0,0,0,0,0,0,0]
[72.5,2325.831006457166,2324.7404382757204,2333.465125361251,2334.5557339817105,2334.5557339817105,2335.6463476466238,2337.8275901005868,2337.8275901005868,2331.2839232629449,2325.831006457166,2321.4687641326927,2319.2876733950943,2320.3782162265602,2335.6463476466238,2391.2742800311898,2526.5794059098216,2755.8870744568653,3044.4263313323027,3352.9379197063286,3622.2959598690959,3801.9792165320528,3885.2758346399369,3888.5642243301518,3798.6915602257995,3639.8222181228198,3401.1005269469051,3045.5198149956796,2581.158451263746,2079.4960504909795,1601.8566360380844,1165.7135362646686,773.27852938739181,442.93236525301455,198.10682045352587,63.559889478569481,13.337756541387643,1,0,0,0,0,0,0,0,0,0,0,0,0,0,0,0,0,0,0,0,0,0,0,0,0,0,0,0,0,0,0,0,0,0,0,0,0]
[75,2325.831006457166,2328.012158006738,2331.2839232629449,2333.465125361251,2331.2839232629449,2331.2839232629449,2332.3745217875576,2329.1027413702145,2322.5593171111541,2316.016075372077,2306.2015560948394,2302.9301414784331,2301.8396801611661,2317.106602965509,2373.82098612458,2520.0306999348377,2767.9037798580521,3071.764585960771,3381.3968205004849,3640.917637049175,3804.1710030420581,3878.6991379510746,3869.93038081032,3772.3913259730061,3612.4378082950238,3362.7888080543398,2991.943713954508,2524.3964852235654,2034.8369683250712,1567.0907505768239,1137.555351158242,750.62820359516331,425.77074391252245,185.33941781646422,60.403523579725551,12.301924533608833,1,0,0,0,0,0,0,0,0,0,0,0,0,0,0,0,0,0,0,0,0,0,0,0,0,0,0,0,0,0,0,0,0,0,0,0,0]
[77.5,2325.831006457166,2334.5557339817105,2340.0088527046896,2337.8275901005868,2336.7369663536861,2333.465125361251,2331.2839232629449,2328.012158006738,2319.2876733950943,2308.3825247025916,2298.5683269072056,2290.9353486910236,2288.7545439834744,2299.6587728731738,2358.550395808692,2512.3907559463264,2777.7360140468281,3093.6369253062057,3405.4792820987814,3644.2039134029583,3795.4039320912957,3858.9697110691118,3838.1452884356145,3735.1357712302997,3562.0558753177129,3289.4613268081557,2915.4229439970336,2448.0061502934391,1967.3222215551746,1510.6125466518552,1095.3310643988873,717.20443388568299,401.11298173126477,172.58072397846351,55.146585603094351,11.266956355606046,1,0,0,0,0,0,0,0,0,0,0,0,0,0,0,0,0,0,0,0,0,0,0,0,0,0,0,0,0,0,0,0,0,0,0,0,0]
[80,2325.831006457166,2316.016075372077,2317.106602965509,2314.9255528626768,2312.7445231053698,2309.4730166584181,2308.3825247025916,2302.9301414784331,2290.9353486910236,2278.9411776750021,2265.8573403732612,2257.1351974584481,2248.4133882403248,2261.4962272826901,2318.1971356406293,2476.376986842236,2740.5938363366736,3053.1743094060103,3350.7488722911357,3579.5792307307224,3718.7006644925082,3771.2955221882235,3732.9443822265971,3617.9145263319601,3432.8477620001991,3168.014269744192,2786.4760670964129,2340.0088527046896,1876.9756224332232,1435.7027185061356,1023.9116188747347,662.25083748229986,365.76090730363575,154.52206669540226,48.844856328615251,9.1999387195062976,1,0,0,0,0,0,0,0,0,0,0,0,0,0,0,0,0,0,0,0,0,0,0,0,0,0,0,0,0,0,0,0,0,0,0,0,0]
[82.5,2325.831006457166,2335.6463476466238,2336.7369663536861,2333.465125361251,2329.1027413702145,2326.9215797016127,2322.5593171111541,2313.8350354396594,2301.8396801611661,2287.6641493435745,2273.4894881692007,2259.3157019524356,2248.4133882403248,2256.0449530312208,2309.4730166584181,2464.3735457119706,2729.6706118448387,3034.5851535146526,3324.4814103439617,3545.6285046725698,3675.9727603804995,3717.6050162450315,3667.208668004389,3541.2479996227607,3345.2763157203103,3068.4838677840939,2695.8113737514491,2258.2254470996772,1805.1643763534644,1374.934689576548,981.73218485579537,628.86949954200202,337.93143295116374,137.54474693686811,43.599527557808578,8.1680970056575433,1,0,0,0,0,0,0,0,0,0,0,0,0,0,0,0,0,0,0,0,0,0,0,0,0,0,0,0,0,0,0,0,0,0,0,0,0]
[85,2325.831006457166,2308.3825247025916,2307.2920378472786,2305.1110794476422,2298.5683269072056,2294.2065942857421,2289.8449437667564,2280.0315310811411,2265.8573403732612,2258.2254470996772,2232.0608997977583,2214.6195529880547,2201.5394347457918,2203.719401143192,2248.4133882403248,2384.7291465151638,2637.9327798492141,2931.8185954402875,3199.7393032099162,3409.8580929958439,3533.5822449188222,3567.5318323951951,3510.5859701177378,3378.1129797656681,3175.6717496362539,2896.8423095333214,2539.6773216184552,2128.5230428711775,1696.4137163342382,1287.0854325848325,907.15147442261855,570.76382217513572,299.43619804149256,120.58820171881779,37.313460312522984,7.1375476469952135,0,0,0,0,0,0,0,0,0,0,0,0,0,0,0,0,0,0,0,0,0,0,0,0,0,0,0,0,0,0,0,0,0,0,0,0,0]
[87.5,2325.831006457166,2318.1971356406293,2317.106602965509,2311.6540158621642,2304.0206079080485,2298.5683269072056,2292.0257587538749,2280.0315310811411,2262.5864977552615,2244.0526091636348,2224.4301439071628,2204.8093923499582,2188.4600859040347,2188.4600859040347,2221.1598992402864,2342.1901354405222,2582.250149544107,2861.8702044286629,3117.698266722517,3314.6316410010013,3430.6582038760976,3459.1235355616805,3391.248532038172,3247.8797748014908,3041.1459036794131,2762.4415768710523,2417.45658313699,2022.8569055141838,1607.2894847155028,1207.9633960911644,840.18857471730837,519.1633429298281,266.32660085489778,105.77050734497213,32.083025079116879,5.0811229563366282,0,0,0,0,0,0,0,0,0,0,0,0,0,0,0,0,0,0,0,0,0,0,0,0,0,0,0,0,0,0,0,0,0,0,0,0,0]
[90,2325.831006457166,2309.4730166584181,2305.1110794476422,2298.5683269072056,2290.9353486910236,2283.3026222658987,2274.5798157256204,2259.3157019524356,2241.8722510780649,2222.2499755025451,2202.6294152742744,2179.7409496777764,2159.0343875623253,2152.4958807976632,2177.5612195224239,2283.3026222658987,2499.2942446305333,2748.2403500713062,2987.5705717334122,3172.3899501282299,3282.8954709009599,3301.4990661409415,3227.0909710203773,3079.4197298915387,2869.5199926520413,2590.9839001372798,2261.4962272826901,1881.3287042411284,1482.3812353067317,1101.826074886631,754.94203582159594,463.32032697355498,228.99412016193918,88.861392584619011,25.817810497411077,3.0331400758135616,0,0,0,0,0,0,0,0,0,0,0,0,0,0,0,0,0,0,0,0,0,0,0,0,0,0,0,0,0,0,0,0,0,0,0,0,0]
[92.5,2325.831006457166,2328.012158006738,2323.6498751596077,2314.9255528626768,2305.1110794476422,2296.3874503432248,2286.5737598494607,2269.1282297401967,2249.5035961002814,2229.8806574340738,2209.16941050381,2184.1004747121438,2162.3037145036587,2152.4958807976632,2169.9323342398561,2252.7742510582298,2441.4594950874894,2676.1530996899896,2899.0282054312497,3071.764585960771,3175.6717496362539,3188.7992831218835,3111.1358997590787,2959.1466962284612,2748.2403500713062,2474.1945000699116,2143.7781777704245,1771.4445449922023,1385.7842063158607,1020.6664269541709,689.18345537824177,408.61597054408605,198.10682045352587,75.145991907032283,21.649181811129971,3.0331400758135616,0,0,0,0,0,0,0,0,0,0,0,0,0,0,0,0,0,0,0,0,0,0,0,0,0,0,0,0,0,0,0,0,0,0,0,0,0]
[95,2325.831006457166,2336.7369663536861,2331.2839232629449,2321.4687641326927,2309.4730166584181,2299.6587728731738,2288.7545439834744,2271.3088485904909,2248.4133882403248,2225.5202360444378,2199.3594897205121,2174.2916648012192,2149.2267011202694,2133.9711814694933,2141.5988068000993,2203.719401143192,2358.550395808692,2572.4250297576136,2771.1811528921576,2929.6324560176272,3029.117968975273,3043.3328515575558,2964.6126169966869,2813.7904785671876,2602.9932829630898,2329.1027413702145,2007.6105693082538,1655.1063268300402,1280.5803931834059,937.40906128698748,623.48703169904354,361.47804332222398,172.58072397846351,65.665000959912319,18.527858707577128,3.0331400758135616,0,0,0,0,0,0,0,0,0,0,0,0,0,0,0,0,0,0,0,0,0,0,0,0,0,0,0,0,0,0,0,0,0,0,0,0,0]
[97.5,2325.831006457166,2337.8275901005868,2331.2839232629449,2321.4687641326927,2308.3825247025916,2296.3874503432248,2284.3929963082151,2264.7670543030013,2240.7820799072165,2217.8897022442848,2192.8197830852205,2165.573090387395,2138.3297915232592,2118.7167415532563,2118.7167415532563,2161.2139334149201,2278.9411776750021,2463.2823524526966,2644.4844474861829,2789.7536570141074,2888.0988893713607,2901.2141176479831,2824.7169797037845,2679.4293796965817,2472.0120323585243,2209.16941050381,1897.6536473862043,1551.8830668211294,1196.0452649387596,858.54428321482908,562.16041580707167,322.95561353177851,152.39884734101554,58.30018156315969,16.449821226497065,2.0139111001134378,0,0,0,0,0,0,0,0,0,0,0,0,0,0,0,0,0,0,0,0,0,0,0,0,0,0,0,0,0,0,0,0,0,0,0,0,0]
[100,2325.831006457166,2321.4687641326927,2312.7445231053698,2299.6587728731738,2286.5737598494607,2272.3991657900115,2258.2254470996772,2237.5115979124553,2212.4394800401078,2189.5500021443936,2163.3935010304408,2136.1504754897837,2105.6423724927236,2081.6747869026944,2072.9599769541387,2099.1054890559626,2181.9207014147287,2326.9215797016127,2485.1071242120329,2615.0032144047041,2703.4566420007327,2717.6555648150838,2643.3924917088193,2503.6596730811784,2306.2015560948394,2057.7099332722123,1755.1307713940639,1419.4230249507279,1082.3421895608992,767.88499151180622,497.67784936516188,282.34257679573011,133.30356317508583,49.894612002056832,14.374386433872205,2.0139111001134378,0,0,0,0,0,0,0,0,0,0,0,0,0,0,0,0,0,0,0,0,0,0,0,0,0,0,0,0,0,0,0,0,0,0,0,0,0]
[102.5,2325.831006457166,2424.0025988198076,2331.2839232629449,2317.106602965509,2301.8396801611661,2287.6641493435745,2270.2185365730725,2247.3231856141942,2221.1598992402864,2194.9996638693997,2169.9323342398561,2137.2401307562486,2105.6423724927236,2078.4066907590027,2065.3348157521536,2076.2279882573248,2126.3438260708599,2236.4214477618229,2367.2763279551641,2484.0158404127978,2565.8751562206544,2573.5166914120655,2502.5683088980941,2366.185568996857,2176.471362544461,1931.396256829536,1648.5850339525216,1319.6154807238756,999.03444032670427,702.11484017448458,449.3696849863494,251.38694871974988,116.35263111945157,43.599527557808578,11.266956355606046,2.0139111001134378,0,0,0,0,0,0,0,0,0,0,0,0,0,0,0,0,0,0,0,0,0,0,0,0,0,0,0,0,0,0,0,0,0,0,0,0,0]
[105,2325.831006457166,2321.4687641326927,2310.5635137123945,2296.3874503432248,2280.0315310811411,2263.6767734295181,2246.2329882243735,2222.2499755025451,2192.8197830852205,2165.573090387395,2139.4194577880648,2105.6423724927236,2068.6027079111132,2041.3718426577598,2021.7678436654173,2019.5897373958935,2044.6393575388879,2115.4480742050969,2218.9797626086065,2317.106602965509,2389.0925491270582,2391.2742800311898,2323.6498751596077,2191.7298507376045,2008.6995554086579,1776.8828007796674,1507.3548191675486,1203.6293949039111,902.82976995838226,627.79296935754849,396.82618171897957,218.33836253166385,101.54053600763609,38.360454252427829,9.1999387195062976,1,0,0,0,0,0,0,0,0,0,0,0,0,0,0,0,0,0,0,0,0,0,0,0,0,0,0,0,0,0,0,0,0,0,0,0,0,0]
[107.5,2325.831006457166,2307.2920378472786,2294.2065942857421,2276.7604863604297,2259.3157019524356,2242.9624274977054,2223.3400570590188,2197.179566088113,2166.6628932122067,2139.4194577880648,2110.0004064506011,2074.0493083914071,2040.2826825339773,2010.8775451424156,1989.098702964722,1977.1213444197042,1984.7432170097504,2025.0350466244051,2096.9265726678727,2176.471362544461,2239.69191398766,2237.5115979124553,2171.0221587579072,2044.6393575388879,1872.6226405802122,1655.1063268300402,1400.9749413419199,1115.8998952275551,832.63149083351254,577.21722076164303,362.54871244788256,199.17114598984608,93.085900993213755,34.174256854631004,9.1999387195062976,1,0,0,0,0,0,0,0,0,0,0,0,0,0,0,0,0,0,0,0,0,0,0,0,0,0,0,0,0,0,0,0,0,0,0,0,0,0]
[110,2325.831006457166,2328.012158006738,2313.8350354396594,2296.3874503432248,2277.8508294339608,2258.2254470996772,2236.4214477618229,2209.16941050381,2178.6510819010805,2148.1369854984623,2116.5376244354716,2079.4960504909795,2045.7285406591793,2016.3226216077171,1989.098702964722,1971.6773277542568,1966.2334599119063,1982.5655095065679,2029.3913984099727,2090.389958095413,2140.5091295479256,2136.1504754897837,2068.6027079111132,1950.991425138473,1785.5843526150629,1577.9542773527587,1333.7143126650244,1059.615382898131,788.38240907479076,543.88253003679768,341.14140235680253,188.53047480975883,87.805572508372364,31.037909841859324,8.1680970056575433,1,0,0,0,0,0,0,0,0,0,0,0,0,0,0,0,0,0,0,0,0,0,0,0,0,0,0,0,0,0,0,0,0,0,0,0,0,0]
[112.5,2325.831006457166,2321.4687641326927,2306.2015560948394,2286.5737598494607,2266.9476316378464,2246.2329882243735,2222.2499755025451,2191.7298507376045,2159.0343875623253,2128.5230428711775,2093.6582401242349,2058.7991850950161,2025.0350466244051,1992.3653794110423,1961.8784730619907,1937.9277618753629,1925.9535029786523,1925.9535029786523,1947.7254279003591,1986.9209481709393,2026.1241258797372,2015.2335946549294,1947.7254279003591,1834.5383481907215,1680.1069645081495,1484.5526869378361,1258.8993005148143,1000.115930348398,742.00127687406848,510.56806814271971,318.67805697705978,175.76954797570502,81.473345278526054,27.904702825163429,7.1375476469952135,1,0,0,0,0,0,0,0,0,0,0,0,0,0,0,0,0,0,0,0,0,0,0,0,0,0,0,0,0,0,0,0,0,0,0,0,0,0]
[115,2325.831006457166,2338.9182188850205,2321.4687641326927,2302.9301414784331,2280.0315310811411,2258.2254470996772,2230.970775978949,2200.4494595603401,2156.8548634941931,2132.8815427211807,2096.9265726678727,2063.1562494155846,2027.213210931146,1993.4542833486701,1958.6122957248235,1933.5734009155296,1910.7146037069547,1902.0072009014405,1904.1840146723757,1928.1305862683516,1948.8140876261305,1935.7505692730583,1865.0051635395016,1758.3934064533921,1613.809143085324,1428.1052994625652,1215.5482683200612,968.75747148351229,718.28238308997743,494.45580780782757,306.91773030456426,168.32986785345642,76.200196052738491,25.817810497411077,7.1375476469952135,1,0,0,0,0,0,0,0,0,0,0,0,0,0,0,0,0,0,0,0,0,0,0,0,0,0,0,0,0,0,0,0,0,0,0,0,0,0]
[117.5,2325.831006457166,2318.1971356406293,2300.7492239586213,2280.0315310811411,2257.1351974584481,2233.1510288879704,2204.8093923499582,2171.0221587579072,2135.0608257266135,2100.1949556491486,2065.3348157521536,2031.5696090365111,1995.6321088882755,1958.6122957248235,1924.8649704692382,1895.4769076973703,1870.44618720792,1851.9473488154185,1844.3307107645819,1849.7711348107762,1858.4761426310167,1835.6263629709176,1825.8344602584345,1605.1163233917009,1534.5046642607267,1365.1708490165145,1162.464168068502,925.52098131138837,663.32793688399238,469.76049555590026,289.81981069954173,156.64557495169217,69.877209070827902,22.690648469048671,5.0811229563366282,1,0,0,0,0,1,0,0,0,0,0,0,0,0,0,0,0,0,0,0,0,0,0,0,0,0,0,0,0,0,0,0,0,0,0,0,0,0]
[120,2325.831006457166,2296.3874503432248,2277.8508294339608,2256.0449530312208,2232.0608997977583,2204.8093923499582,2175.3815109698435,2140.5091295479256,2101.284427837968,2067.513404841497,2032.6587230225675,1998.8988913113365,1959.7010155163916,1922.6879237381581,1890.035166815836,1858.4761426310167,1829.0983701960333,1807.3400647713784,1792.1107921404559,1786.6720761576798,1782.3212213655108,1748.6056815289605,1684.4552790682681,1588.818544686347,1461.754021954554,1304.4337914639257,1108.3214644737952,883.38464849101751,653.63466900710114,450.44266073687254,278.07074854978981,149.21456866004922,65.665000959912319,20.60821115822505,6.1084744668798434,1,0,0,0,0,0,0,0,0,0,0,0,0,0,0,0,0,0,0,0,0,0,0,0,0,0,0,0,0,0,0,0,0,0,0,0,0,0]
[122.5,2325.831006457166,2321.4687641326927,2299.6587728731738,2275.6701484568416,2250.5938091915718,2222.2499755025451,2188.4600859040347,2152.4958807976632,2111.0899288724786,2075.1386454934413,2041.3718426577598,2003.2546834223624,1962.9672108095081,1923.7764440546125,1888.9468372401257,1856.2998527546358,1823.6585523870272,1797.5496715488855,1775.7951364224796,1760.5685297989835,1742.0808327346986,1700.7624462293727,1629.0226916968847,1536.6768584678446,1412.9116639420467,1264.3192295623426,1079.0952112627228,858.54428321482908,641.7892763086835,435.4233304433215,266.32660085489778,141.7872261146895,62.507591154840597,19.567761076438654,5.0811229563366282,1,0,0,0,0,1,0,0,0,0,0,0,0,0,0,0,0,0,0,0,0,0,0,0,0,0,0,0,0,0,0,0,0,0,0,0,0,0]
[125,2325.831006457166,2307.2920378472786,2288.7545439834744,2264.7670543030013,2237.5115979124553,2205.8993888919867,2173.2018240412494,2132.8815427211807,2092.5688071647196,2055.5314467561266,2020.6787876249639,1979.298992666302,1940.1049786957467,1903.0956047053473,1869.3579699228146,1835.6263629709176,1800.8130774365036,1770.3569136541005,1745.3432269428147,1721.4204120465672,1690.9779592093016,1637.7167805334072,1564.9181345301483,1472.6100933465784,1357.5772285333396,1214.4646863858234,1034.729659007656,828.31346167632694,613.79975148299673,418.2646718499866,253.52065844115995,134.36373550375259,57.248790586512769,16.449821226497065,4.0558379191601164,0,0,0,0,0,1,0,0,0,0,0,0,0,0,0,0,0,0,0,0,0,0,0,0,0,0,0,0,0,0,0,0,0,0,0,0,0,0]
[127.5,2325.831006457166,2286.5737598494607,2265.8573403732612,2239.69191398766,2212.4394800401078,2179.7409496777764,2143.7781777704245,2104.5528779497872,2065.3348157521536,2028.3023017755718,1991.2764813657343,1952.0801029184577,1910.7146037069547,1873.710876660256,1838.8904456071816,1804.0765418786082,1768.1816708291103,1735.5562258962832,1705.111286220445,1672.4976823087832,1633.3696788417667,1574.6951413337995,1496.4962318335402,1406.4006000239328,1295.7593245598346,1161.3810653078367,992.54574404934942,795.93542689559274,590.12615354697164,401.11298173126477,243.92038660058142,129.06371522863861,54.095778737085908,16.449821226497065,4.0558379191601164,1,0,0,0,0,0,0,0,0,0,0,0,0,0,0,0,0,0,0,0,0,0,0,0,0,0,0,0,0,0,0,0,0,0,0,0,0,0]
[130,2325.831006457166,2293.1161739529125,2270.2185365730725,2242.9624274977054,2213.5295138567508,2178.6510819010805,2141.5988068000993,2101.284427837968,2058.7991850950161,2020.6787876249639,1983.6543602993161,1942.2822197075652,1902.0072009014405,1863.9169776508854,1826.9224238239833,1791.0230358542874,1754.0432397128789,1718.1584640237422,1681.194032713357,1640.9771817940998,1594.2509545083878,1532.3325004976148,1449.8132655901393,1356.492459881807,1250.2278949762381,1119.1479503249579,959.02756418629679,771.12106939461592,571.83933865763822,389.32538782773776,235.38994730430215,122.70654283646057,51.994775141361394,14.374386433872205,3.0331400758135616,0,0,0,0,0,1,0,0,0,0,0,0,0,0,0,0,0,0,0,0,0,0,0,0,0,0,0,0,0,0,0,0,0,0,0,0,0,0]
[132.5,2325.831006457166,2301.8396801611661,2278.9411776750021,2251.6840275117174,2221.1598992402864,2185.1903694394296,2144.8678714831058,2104.5528779497872,2062.066974786947,2021.7678436654173,1982.5655095065679,1943.3708492769567,1903.0956047053473,1865.0051635395016,1825.8344602584345,1787.75980625682,1749.6931797892526,1710.5474906125141,1667.0626904978592,1622.5024264105471,1571.436072099777,1505.1830395623153,1419.4230249507279,1318.5310167598957,1214.4646863858234,1085.5892643055504,928.76303581750096,748.47137943807115,557.85920020783192,378.61245645620255,228.99412016193918,120.58820171881779,49.894612002056832,14.374386433872205,4.0558379191601164,1,0,0,0,0,1,0,0,0,0,0,0,0,0,0,0,0,0,0,0,0,0,0,0,0,0,0,0,0,0,0,0,0,0,0,0,0,0]
[135,2325.831006457166,2282.2122533790071,2257.1351974584481,2228.7905441656508,2196.0896123007433,2157.9446228038541,2117.6271802191272,2075.1386454934413,2033.7478427864305,1993.4542833486701,1950.991425138473,1915.0684525564836,1872.6226405802122,1836.7143841361997,1795.3741002055219,1757.3058547683675,1717.0711616358899,1675.7587613705437,1632.2829213051123,1579.0406708434571,1522.5581414451269,1453.069739278423,1363.0012003878123,1259.98326787356,1154.8826590836904,1030.4023079154565,879.06408259747946,706.42582801492392,523.4615102119958,353.98424373019355,213.01239880666915,111.06032087942754,45.696948820589071,13.337756541387643,3.0331400758135616,0,0,0,0,0,1,0,0,0,0,0,0,0,0,0,0,0,0,0,0,0,0,0,0,0,0,0,0,0,0,0,0,0,0,0,0,0,0]
[137.5,2325.831006457166,2284.3929963082151,2259.3157019524356,2229.8806574340738,2194.9996638693997,2155.7651096360396,2113.2689904153935,2070.7813310855686,2029.3913984099727,1988.0098226153432,1946.6367741992512,1911.8030567193523,1870.44618720792,1830.1863529950567,1789.9352861090272,1747.5181899650661,1707.2857474158902,1664.8887428633086,1614.8957781963086,1557.3142138126641,1541.0213380454777,1423.7640966799472,1329.3760526294327,1227.4682989826533,1119.1479503249579,993.62716433698586,843.42753133784265,677.33179501039842,501.97422584802308,341.14140235680253,204.49361257724661,106.82826460981418,42.551188538175488,12.301924533608833,3.0331400758135616,0,0,0,0,0,1,0,0,0,0,0,0,0,0,0,0,0,0,0,0,0,0,0,0,0,0,0,0,0,0,0,0,0,0,0,0,0,0]
[140,2325.831006457166,2288.7545439834744,2263.6767734295181,2232.0608997977583,2196.0896123007433,2153.5856182850712,2111.0899288724786,2069.6920166601144,2026.1241258797372,1985.8320796346836,1945.5481265261094,1907.4492815176648,1867.1815541725671,1824.7465031115321,1782.3212213655108,1738.8184990154423,1698.5880675025562,1651.8456485282672,1595.3374584863545,1533.4185785710292,1470.4388154888004,1394.4644256001225,1299.0121824767423,1192.7950691039387,1079.0952112627228,953.62248179928213,811.04358516608113,648.25013377745711,481.56973371223739,327.23373113031232,197.04255152902599,101.54053600763609,41.503105205031027,12.301924533608833,3.0331400758135616,0,0,0,0,0,1,0,0,0,0,0,0,0,0,0,0,0,0,0,0,0,0,0,0,0,0,0,0,0,0,0,0,0,0,0,0,0,0]
[142.5,2325.831006457166,2326.9215797016127,2299.6587728731738,2266.9476316378464,2228.7905441656508,2185.1903694394296,2138.3297915232592,2098.0160280612536,2053.3529830991765,2010.8775451424156,1971.6773277542568,1933.5734009155296,1892.2118445783431,1848.6830373124601,1802.988713898269,1761.6561014514843,1718.1584640237422,1664.8887428633086,1581.2134800214446,1539.9352067687867,1470.4388154888004,1389.0392256433274,1288.1696375109561,1179.7951649598613,1062.8617764842531,937.40906128698748,791.61932938280609,629.94604797289367,468.68707309136073,319.74739311754774,192.78604799172987,100.48331294679535,40.455283887127329,12.301924533608833,3.0331400758135616,0,0,0,0,0,1,0,0,0,0,0,0,0,0,0,0,0,0,0,0,0,0,0,0,0,0,0,0,0,0,0,0,0,0,0,0,0,0]
[145,2325.831006457166,2299.6587728731738,2274.5798157256204,2239.69191398766,2201.5394347457918,2156.8548634941931,2113.2689904153935,2074.0493083914071,2028.3023017755718,1988.0098226153432,1952.0801029184577,1912.8915158673542,1869.3579699228146,1825.8344602584345,1783.4089252150554,1739.9059368606841,1689.890828526941,1634.4564435375885,1573.6087774952173,1508.4407205909213,1436.7880966283078,1353.2382054869242,1255.6474539154829,1149.4675970216774,1028.2386997960975,900.66899447214087,756.02053206785797,599.80969171038589,446.15091016657146,304.77996344944074,183.21234809001504,95.198872818176369,38.360454252427829,11.266956355606046,3.0331400758135616,0,0,0,0,0,1,0,0,0,0,0,0,0,0,0,0,0,0,0,0,0,0,0,0,0,0,0,0,0,0,0,0,0,0,0,0,0,0]
[147.5,2325.831006457166,2307.2920378472786,2278.9411776750021,2244.0526091636348,2204.8093923499582,2157.9446228038541,2114.3585295307998,2075.1386454934413,2030.4805008313006,1990.1875892159062,1953.1687867099304,1915.0684525564836,1869.3579699228146,1824.7465031115321,1784.4966356328803,1738.8184990154423,1686.6294780436081,1627.9359628436705,1562.7455483474134,1495.4104159112949,1420.5082805753327,1334.798899522724,1235.0543705243633,1121.3133722598179,1003.3604698395794,873.66367100274101,727.98464389391324,577.21722076164303,428.98803441854153,291.95651629301221,175.76954797570502,90.973403979795918,35.220353145464401,10.232929922807543,3.0331400758135616,0,1,0,0,0,1,0,0,0,0,0,0,0,0,0,0,0,0,0,0,0,0,0,0,0,0,0,0,0,0,0,0,0,0,0,0,0,0]
[150,2325.831006457166,2306.2015560948394,2277.8508294339608,2241.8722510780649,2199.3594897205121,2152.4958807976632,2106.7318726171011,2066.4241074541992,2019.5897373958935,1982.5655095065679,1945.5481265261094,1904.1840146723757,1859.564297033204,1817.1309831209417,1774.7074786611736,1727.9444915799127,1674.6717280290875,1614.8957781963086,1548.6244689143928,1479.1241169234402,1400.9749413419199,1310.9400166827902,1206.8798813390636,1089.9188468377592,972.00098942541854,844.50721093576237,702.11484017448458,556.78394751221003,413.97608502425908,282.34257679573011,170.45516471338055,87.805572508372364,35.220353145464401,9.1999387195062976,3.0331400758135616,0,1,0,0,0,1,0,0,0,0,0,0,0,0,0,0,0,0,0,0,0,0,0,0,0,0,0,0,0,0,0,0,0,0,0,0,0,0]
[152.5,2325.831006457166,2302.9301414784331,2273.4894881692007,2236.4214477618229,2192.8197830852205,2143.7781777704245,2100.1949556491486,2058.7991850950161,2010.8775451424156,1977.1213444197042,1939.0163672599626,1902.0072009014405,1858.4761426310167,1816.0430774586168,1772.5321829420659,1727.9444915799127,1673.5847016736841,1611.6358946007679,1546.4521080161398,1476.9527441095763,1390.1242488773642,1293.5907975189953,1191.7116899661094,1075.8483296954687,963.35184735138785,836.94974171901242,697.80411439381567,556.78394751221003,417.19248415184938,283.41063423454295,172.58072397846351,86.749878120464544,34.174256854631004,9.1999387195062976,3.0331400758135616,0,1,0,0,0,1,0,0,0,0,0,0,0,0,0,0,0,0,0,0,0,0,0,0,0,0,0,0,0,0,0,0,0,0,0,0,0,0]
[155,2325.831006457166,2307.2920378472786,2276.7604863604297,2240.7820799072165,2196.0896123007433,2147.0472753498516,2103.4633889911261,2062.066974786947,2016.3226216077171,1983.6543602993161,1947.7254279003591,1908.5377161026802,1867.1815541725671,1825.8344602584345,1782.3212213655108,1736.64364352911,1683.368189997821,1623.5891193037373,1555.141732474937,1479.1241169234402,1387.9542108007756,1293.5907975189953,1187.3782710152873,1079.0952112627228,969.8386322017476,845.58690420060304,707.50361573774683,567.53739326886853,426.84314742597678,290.88814407163824,175.76954797570502,88.861392584619011,36.266757201093867,10.232929922807543,7.1375476469952135,0,0,0,0,1,1,0,0,0,0,0,0,0,0,0,0,0,0,0,0,0,0,0,0,0,0,0,0,0,0,0,0,0,0,0,0,0,0]
[157.5,2325.831006457166,2301.8396801611661,2272.3991657900115,2234.2411632470644,2189.5500021443936,2138.3297915232592,2096.9265726678727,2054.4422120687759,2006.5215890563084,1974.9437199205092,1939.0163672599626,1902.0072009014405,1861.7406247474805,1820.3947387854671,1777.9704717287827,1731.2066228639296,1679.0199032668422,1618.1557269467819,1548.6244689143928,1469.353188460891,1382.5292626857045,1288.1696375109561,1183.0450086444132,1085.5892643055504,976.32584665785657,853.14513829680118,715.04858362315338,578.29285686464766,438.64133250035729,301.5735918349809,183.21234809001504,93.085900993213755,36.266757201093867,9.1999387195062976,3.0331400758135616,1,1,1,0,0,1,0,0,0,0,0,0,0,0,0,0,0,0,0,0,0,0,0,0,0,0,0,0,0,0,0,0,0,0,0,0,0,0]
[160,2325.831006457166,2319.2876733950943,2288.7545439834744,2249.5035961002814,2202.6294152742744,2151.4061487725839,2108.9108895988638,2065.3348157521536,2020.6787876249639,1989.098702964722,1952.0801029184577,1915.0684525564836,1875.8873675903194,1833.4503397993185,1792.1107921404559,1745.3432269428147,1694.2393927590417,1629.0226916968847,1559.4867251572566,1474.781402902084,1391.2092804964682,1297.9278875334992,1197.1286829953074,1100.7435467531384,993.62716433698586,872.58362827901544,738.76643475035814,599.80969171038589,457.95419628641889,317.60875636216485,195.97833951605131,100.48331294679535,37.313460312522984,12.301924533608833,7.1375476469952135,0,0,0,0,0,1,0,0,0,0,0,0,0,0,0,0,0,0,0,0,0,0,0,0,0,0,0,0,0,0,0,0,0,0,0,0,0,0]
[162.5,2325.831006457166,2313.8350354396594,2282.2122533790071,2244.0526091636348,2197.179566088113,2145.957570677157,2103.4633889911261,2058.7991850950161,2014.1445735289171,1982.5655095065679,1946.6367741992512,1910.7146037069547,1872.6226405802122,1830.1863529950567,1787.75980625682,1742.0808327346986,1690.9779592093016,1626.8492411730424,1555.141732474937,1470.4388154888004,1387.9542108007756,1296.8436015587463,1203.6293949039111,1109.404066108586,1003.3604698395794,884.46482269641467,753.86355482977353,617.02867786598563,472.98090844789732,334.72176541375876,208.75257542110694,111.06032087942754,57.248790586512769,24.774982370992653,4.0558379191601164,1,0,0,0,0,1,0,0,0,0,0,0,0,0,0,0,0,0,0,0,0,0,0,0,0,0,0,0,0,0,0,0,0,0,0,0,0,0]
[165,2325.831006457166,2296.3874503432248,2265.8573403732612,2225.5202360444378,2177.5612195224239,2128.5230428711775,2087.1217266588219,2043.5501801632229,1999.9878305367613,1969.4997627359758,1933.5734009155296,1899.830411796815,1861.7406247474805,1818.2188952320482,1779.0581492658682,1733.3814108720192,1683.368189997821,1618.1557269467819,1544.2797773313284,1465.0107598233271,1389.0392256433274,1297.9278875334992,1209.0469204659985,1123.4788355989576,1020.6664269541709,899.58862596807478,775.43604897940872,640.71252916194362,493.38184008272134,350.77309419225747,223.66561300123939,125.88473166808595,81.473345278526054,23.732588790915425,3.0331400758135616,1,0,0,0,0,1,0,0,0,0,0,0,0,0,0,0,0,0,0,0,0,0,0,0,0,0,0,0,0,0,0,0,0,0,0,0,0,0]
[167.5,2325.831006457166,2298.5683269072056,2266.9476316378464,2227.700436176217,2178.6510819010805,2128.5230428711775,2086.0323274360881,2041.3718426577598,1998.8988913113365,1967.3222215551746,1933.5734009155296,1899.830411796815,1861.7406247474805,1821.4826702202306,1781.2335240881737,1736.64364352911,1685.5423750849943,1618.1557269467819,1546.4521080161398,1466.0963550500803,1394.4644256001225,1307.6868640103553,1226.3846123026253,1139.7211225563478,1042.3029541560823,926.60165367253876,801.33087453285418,665.48218761043222,511.64239963592075,368.97338149632839,239.65479114281291,131.18346960074422,310.12465672136148,11.266956355606046,3.0331400758135616,1,0,0,0,0,1,0,0,0,0,0,0,0,0,0,0,0,0,0,0,0,0,0,0,0,0,0,0,0,0,0,0,0,0,0,0,0,0]
[170,2325.831006457166,2278.9411776750021,2248.4133882403248,2209.16941050381,2159.0343875623253,2110.0004064506011,2068.6027079111132,2022.8569055141838,1983.6543602993161,1952.0801029184577,1919.4223994116758,1885.6818857772246,1847.5949461550183,1807.3400647713784,1770.3569136541005,1726.8571280294195,1675.7587613705437,1605.1163233917009,1533.4185785710292,1460.6684586214515,1391.2092804964682,1307.6868640103553,1236.138132758477,1181.9617175830981,1058.5332735711875,939.57069131391142,822.91623876235997,679.48649067997155,525.61072507697281,381.82602455550813,247.12006867489282,134.36373550375259,740.92298062146347,11.266956355606046,3.0331400758135616,1,0,0,0,0,1,0,0,0,0,0,0,0,0,0,0,0,0,0,0,0,0,0,0,0,0,0,0,0,0,0,0,0,0,0,0,0,0]
[172.5,2325.831006457166,2298.5683269072056,2265.8573403732612,2225.5202360444378,2175.3815109698435,2126.3438260708599,2083.8535458921097,2039.1935281668418,1997.8099579593547,1966.2334599119063,1935.7505692730583,1899.830411796815,1859.564297033204,1822.5706080886721,1786.6720761576798,1743.1682907552354,1690.9779592093016,1620.3290622473855,1547.538284691185,1476.9527441095763,1405.315451682533,1329.3760526294327,1258.8993005148143,1175.4621779590091,1086.6716439373945,965.51406105995295,844.50721093576237,699.95944442795724,541.73258643015583,394.68295333317508,259.92284872083508,136.48432801548759,706.42582801492392,11.266956355606046,2.0139111001134378,1,0,0,0,0,1,0,0,0,0,0,0,0,0,0,0,0,0,0,0,0,0,0,0,0,0,0,0,0,0,0,0,0,0,0,0,0,0]
[175,2325.831006457166,2298.5683269072056,2265.8573403732612,2225.5202360444378,2175.3815109698435,2124.1646313832371,2082.7641635766372,2037.015236714562,1997.8099579593547,1965.1447042377119,1933.5734009155296,1898.7420265030239,1858.4761426310167,1822.5706080886721,1786.6720761576798,1743.1682907552354,1685.5423750849943,1617.0690701318063,1549.710660680571,1480.2098151685432,1407.4857566552689,1335.8834951060185,1268.6553384852029,1187.3782710152873,1098.578522118225,976.32584665785657,850.98557493142368,705.34805657276547,549.25775649277671,398.96952471953529,262.05726108117057,131.18346960074422,190.65814384109393,10.232929922807543,3.0331400758135616,1,1,0,0,0,1,0,0,0,0,0,0,0,0,0,0,0,0,0,0,0,0,0,0,0,0,0,0,0,0,0,0,0,0,0,0,0,0]
[177.5,2325.831006457166,2292.0257587538749,2259.3157019524356,2218.9797626086065,2166.6628932122067,2118.7167415532563,2076.2279882573248,2029.3913984099727,1991.2764813657343,1959.7010155163916,1925.9535029786523,1892.2118445783431,1851.9473488154185,1817.1309831209417,1781.2335240881737,1738.8184990154423,1679.0199032668422,1610.5492812367725,1546.4521080161398,1476.9527441095763,1405.315451682533,1333.7143126650244,1268.6553384852029,1189.5449609531815,1099.6610291602797,974.1633942786666,848.82606582580729,703.19256262805129,544.9575334161201,397.89783893028709,253.52065844115995,123.76584958601404,54.095778737085908,11.266956355606046,3.0331400758135616,1,0,0,0,0,1,0,0,0,0,0,0,0,0,0,0,0,0,0,0,0,0,0,0,0,0,0,0,0,0,0,0,0,0,0,0,0,0]
[180,2325.831006457166,2331.2839232629449,2295.2970197499776,2254.9547138204575,2201.5394347457918,2155.7651096360396,2115.4480742050969,2068.6027079111132,2031.5696090365111,2001.0767756324954,1967.3222215551746,1931.396256829536,1888.9468372401257,1855.2117172876899,1816.0430774586168,1772.5321829420659,1705.111286220445,1637.7167805334072,1574.6951413337995,1503.011290982294,1431.3612873183199,1360.8315859534741,1294.6750565441266,1213.3811140238242,1120.2306561119522,990.38293848378862,861.7839316733124,710.73707634745904,547.1076031233797,391.4683269933729,243.92038660058142,108.94408926789772,36.266757201093867,6.1084744668798434,2.0139111001134378,1,0,0,0,0,1,0,0,0,0,0,0,0,0,0,0,0,0,0,0,0,0,0,0,0,0,0,0,0,0,0,0,0,0,0,0,0,0]
[null,"V - MH 175W Type IV"]
[null,"Generic"]
[null,"MH"]
[null,"NA"]
[null,175]
[]
[]
[null,37]
[null,22]
[null,0,2.5,5,7.5,10,12.5,15,17.5,20,22.5,25,27.5,30,32.5,35,37.5,40,42.5,45,47.5,50,52.5,55,57.5,60,62.5,65,67.5,70,72.5,75,77.5,80,82.5,85,87.5,90]
[0,2094.9436406273785,2117.1346421175112,2128.2302301535951,2076.787541234376,2040.4758195537197,2051.5709998808056,2065.6922251337533,2080.8222163334694,2104.0217493580426,2128.2302301535951,2124.1954641654788,2113.0998972186903,2089.9002638583675,2151.4302824384849,2117.1346421175112,2106.0391121736243,2047.5363818999649,2148.4041744305805,2531.7432146742276,3549.8719786752731,3572.074626910488,3328.8624170359321,2698.2116901364352,2610.4360826839252,2574.1159985672007,2286.6006909117309,1874.0555380789974,1761.0998079884325,1547.3109783269385,1160.1494315402317,754.98152574436392,393.34074331293886,154.77764754354726,67.282307497705418,27.089134400918912,7.0136346326260179,0]
[5,2094.9436406273785,2123.1867738641477,2128.2302301535951,2075.7788736825264,2041.4844698251366,2056.6142835017777,2083.8482277874505,2100.9957087583844,2119.1520174484262,2126.2128462034316,2116.1259551720873,2098.9783507771226,2088.8915899626568,2118.1433295430343,2158.4912176494172,2111.0825276544465,2081.8308863299858,2184.7177498639853,2574.1159985672007,3409.5948537024033,3804.2013206873544,3372.2558615998032,2868.7264035369981,2611.4449811484637,2708.3010249897111,2366.29448025184,2035.4325756730479,1881.1155014307371,1465.63509694606,1261.9699745374417,919.24494073234825,450.74331252607004,176.9123618266558,73.313876394686872,30.102209640499385,10.023052380778998,0]
[15,2094.9436406273785,2120.1607058334635,2124.1954641654788,2081.8308863299858,2051.5709998808056,2062.6662401528342,2077.7962092756316,2094.9436406273785,2106.0391121736243,2115.1172687069893,2119.1520174484262,2124.1954641654788,2138.3171785243935,2170.5957316541662,2283.5743985656027,2288.6182213657398,2231.1193058018348,2341.0746322983518,2306.7760752199802,2348.1361624916653,2639.6942957005026,2580.1693105613749,2813.2323079195362,3324.8258461572464,3723.4599506839704,2745.6318893490893,2271.4692692998578,2009.2079094250844,2144.3693703781632,2387.4793601709548,1592.6883443279025,603.8504602244393,190.99955462404839,81.356733631351972,36.12923810708449,11.02640849775289,0]
[25,2094.9436406273785,2117.1346421175112,2130.2476160141623,2086.8742436312004,2064.6835629810971,2077.7962092756316,2108.0564769196958,2110.0738435944186,2118.1433295430343,2125.2041549453133,2128.2302301535951,2157.4825112047693,2181.6915954075671,2200.8573108795235,2223.0494001639518,2223.0494001639518,2204.892219642185,2157.4825112047693,2106.0391121736243,2134.2823934592843,2453.0527905079239,2652.8101517456475,3123.0036717592016,2705.2742205847439,2327.9604184420573,1987.0180741241566,1932.5531700624222,2403.6203471994572,2887.8973414107272,2840.4747286210745,1536.2189340366481,556.50344408245246,195.02466099770112,81.356733631351972,36.12923810708449,9.0197967621976929,0]
[35,2094.9436406273785,2117.1346421175112,2125.2041549453133,2099.9870295257483,2073.7615400479999,2081.8308863299858,2118.1433295430343,2136.299785040238,2141.3432723152087,2156.4738052312582,2156.4738052312582,2142.3519711951417,2166.5608861412375,2180.6828781869804,2220.0231930890113,2259.3642044803632,2259.3642044803632,2182.700313094072,2191.7787932036431,2567.0538192164927,3177.4944087651411,3134.1035602056086,2608.4182869236092,2671.9795962551161,2619.516182870057,2454.061626312217,2547.8851446854642,2699.2206219280793,3169.4216476905917,2712.3367694525091,1991.0525713007953,733.8212025910484,202.06879585668304,80.351331340225968,38.138479987815508,9.0197967621976929,0]
[45,2094.9436406273785,2114.108582722447,2126.2128462034316,2105.0304305244067,2093.9349643022947,2097.9696725127405,2120.1607058334635,2160.5086319512475,2172.6131572212835,2187.7439085078886,2161.5173398079901,2148.4041744305805,2168.5783079602379,2200.8573108795235,2214.9795237913791,2223.0494001639518,2194.8049615958985,2232.1280460590165,2488.3622890656547,3191.621789916775,4378.521725410772,5176.031782189576,6121.0879224172759,5745.4698583082309,5395.1170390267225,4605.6469388406385,4126.1742139909093,3290.5151919573705,3971.7450850964365,4339.1545352522735,3600.3327421286867,1234.7497890947386,306.74969472040391,95.433604846914434,46.176455080303917,11.02640849775289,0]
[48.4,2094.9436406273785,2099.9870295257483,2113.0998972186903,2095.9523174376363,2089.9002638583675,2095.9523174376363,2120.1607058334635,2168.5783079602379,2190.7700713335016,2162.5260481349956,2151.4302824384849,2153.4476901397584,2178.6654451444333,2206.9096767905257,2199.8485848430059,2227.0843493313496,2183.7090312462828,2180.6828781869804,2538.8052964415742,3243.0863475128813,4522.8710908621579,5534.4477942505519,6450.2775827522091,5921.159219033776,5233.5786410049204,4312.9099398385797,3883.9351038725899,3196.6672983392878,4314.928749218534,4843.8880709537152,3318.7709990206713,949.48083801458813,256.41694440954058,84.37301438003783,36.12923810708449,6.010760193776199,0]
[55,2094.9436406273785,2104.0217493580426,2124.1954641654788,2113.0998972186903,2107.0477943054639,2105.0304305244067,2128.2302301535951,2147.3954727072332,2172.6131572212835,2151.4302824384849,2137.3084815445268,2145.3780706808025,2164.5434661989088,2175.6392990803956,2211.9533277183218,2210.9445966128064,2204.892219642185,2251.2941972408598,2486.34458988199,2814.2412817800373,3614.4618829360575,4291.7124984294524,5284.0588624255679,4909.5074131158226,4014.1368073469871,3490.3292002664198,2655.8368969675639,2437.9203032762739,3693.1823858531711,4356.3145488229711,3127.0399902778909,971.654442519893,240.31246534296974,88.394889005535376,36.12923810708449,13.03338714150617,0]
[65,2094.9436406273785,2100.9957087583844,2127.2215379395975,2119.1520174484262,2122.1780840415504,2110.0738435944186,2129.2389228451902,2143.3606705495354,2136.299785040238,2106.0391121736243,2105.0304305244067,2128.2302301535951,2146.3867714572339,2216.9969901350937,2254.3204465746358,2204.892219642185,2258.3554519985455,2448.0086177070161,2744.6229403708576,2932.2936842589393,3157.3125446101944,3951.5587092657247,4641.9880261002672,3858.7027155328528,2974.6726381183794,2666.9349922340652,1819.5938643465445,1552.3528429347011,2298.7059002562532,2717.3814584658967,2215.9882567338755,789.24234583746443,264.46956703503446,83.367575300668861,32.111095952304076,12.029855959070284,0]
[75,2094.9436406273785,2100.9957087583844,2128.2302301535951,2124.1954641654788,2123.1867738641477,2117.1346421175112,2138.3171785243935,2130.2476160141623,2127.2215379395975,2093.9349643022947,2090.9089382404209,2107.0477943054639,2178.6654451444333,2258.3554519985455,2214.9795237913791,2193.7962383350541,2243.2242189002272,2583.1959718808394,2847.5376211416979,3072.5501321889683,3252.1684133307076,3523.6326642297272,3593.2681924837666,3468.1270671336761,2966.6004096643287,2845.5196500623811,2067.7095509149171,1363.7987341748062,1302.2972497757735,1209.546447931808,1275.0761997376587,861.79950130763405,306.74969472040391,81.356733631351972,32.111095952304076,12.029855959070284,0]
[85,2094.9436406273785,2098.9783507771226,2119.1520174484262,2132.2650037833255,2126.2128462034316,2130.2476160141623,2148.4041744305805,2133.2736983830673,2116.1259551720873,2093.9349643022947,2105.0304305244067,2157.4825112047693,2242.2154736447596,2281.5568725603935,2167.5695968162627,2200.8573108795235,2406.6467943442826,2709.3099605425277,3052.3689473492441,3224.9222921734067,3124.0127509005588,2861.6634586427695,3382.3474405481666,2845.5196500623811,3380.3291223492802,2618.5072812946296,1581.5959786041019,1404.1290887478256,1417.236704793469,1481.7682517963594,1198.4571433857259,805.36560288841395,394.34773714190084,105.48980471856567,35.124658653290489,12.029855959070284,0]
[90,2094.9436406273785,2098.9783507771226,2117.1346421175112,2133.2736983830673,2127.2215379395975,2138.3171785243935,2156.4738052312582,2145.3780706808025,2123.1867738641477,2099.9870295257483,2114.108582722447,2165.5521759353792,2265.4167288128779,2302.7409842063093,2171.6044442036855,2203.8834917594522,2451.0351201429403,2796.0798077079462,3093.7405187763416,3237.0316510790094,2937.3387659004638,3183.5489930199892,3162.3579985989209,2855.6095197354166,3074.5682579705749,2725.4529803403711,1809.5085464826784,1552.3528429347011,1050.2739474499635,981.73352147507615,1011.9713744327134,720.72225930536899,288.62887634657591,96.439178946735424,36.12923810708449,13.03338714150617,0]
[95,2094.9436406273785,2098.9783507771226,2110.0738435944186,2133.2736983830673,2127.2215379395975,2142.3519711951417,2163.5347569320406,2157.4825112047693,2135.2910890117496,2110.0738435944186,2124.1954641654788,2174.6305846598557,2272.4780276152401,2352.1713321312977,2202.874764337957,2231.1193058018348,2462.132327647329,2807.178472352779,3048.3327263488532,3105.8493762771986,2848.5466072171685,3043.2874576070399,2828.3669537132837,2772.8736513268914,2921.1945351922759,2340.0658440062871,2258.3554519985455,1440.4273984006345,776.14244147242925,627.02164734385292,573.62851316240085,409.45294924287418,156.78976997111801,73.313876394686872,32.111095952304076,11.02640849775289,0]
[105,2094.9436406273785,2093.9349643022947,2098.9783507771226,2117.1346421175112,2122.1780840415504,2141.3432723152087,2165.5521759353792,2162.5260481349956,2152.4389860530005,2122.1780840415504,2135.2910890117496,2176.648013968148,2274.4955455878367,2414.7173386387876,2275.5043052446545,2206.9096767905257,2325.9428536197333,2689.1313209885525,2823.3220627711585,2641.7121154780116,2481.3003490821429,2377.3912985906072,2087.8829165535226,1949.6993653745722,2058.6316004112473,1903.3041295474241,1790.3465975064146,1275.0761997376587,684.44951741281852,382.26398264116619,299.70257913018418,232.26062580560185,141.69950455700601,74.319187225450264,36.12923810708449,10.023052380778998,0]
[115,2094.9436406273785,2090.9089382404209,2089.9002638583675,2111.0825276544465,2109.0651600160909,2127.2215379395975,2161.5173398079901,2148.4041744305805,2148.4041744305805,2126.2128462034316,2128.2302301535951,2151.4302824384849,2215.9882567338755,2331.9955533256339,2404.6291624916507,2252.302946567509,2289.6269872591311,2426.8232055778144,2568.0627007938024,2526.6988826000875,2463.1411671742726,2165.5521759353792,1852.875807844227,1780.2614433587723,1727.8195692338438,1635.0417187847181,1471.685009328937,1060.3538059858045,578.66539608153823,393.34074331293886,301.71602400391555,220.18339253845178,141.69950455700601,81.356733631351972,39.143140946941287,12.029855959070284,0]
[125,2094.9436406273785,2086.8742436312004,2084.8568992479281,2105.0304305244067,2103.0130686747621,2123.1867738641477,2137.3084815445268,2143.3606705495354,2129.2389228451902,2120.1607058334635,2126.2128462034316,2154.4563946985336,2200.8573108795235,2251.2941972408598,2328.969201508371,2374.3648884472714,2310.8111732849338,2367.3032797744399,2463.1411671742726,2458.0969736707507,2351.1625390726026,2268.4429970397496,2090.9089382404209,1846.8245006510754,1706.6415681363681,1597.7303542931845,1386.9885446930134,930.33132274107584,565.56959255578886,406.43186161691915,314.80373896081153,227.22836710560355,155.78370551195141,84.37301438003783,41.152539512670401,11.02640849775289,0]
[135,2094.9436406273785,2081.8308863299858,2077.7962092756316,2100.9957087583844,2106.0391121736243,2114.108582722447,2120.1607058334635,2125.2041549453133,2128.2302301535951,2135.2910890117496,2151.4302824384849,2155.4650997291069,2161.5173398079901,2172.6131572212835,2195.8136853198862,2191.7787932036431,2195.8136853198862,2098.9783507771226,2029.3806994968827,2009.2079094250844,2031.3979895549858,2047.5363818999649,1997.1043323737529,1807.4914896384403,1672.3539339575655,1581.5959786041019,1440.4273984006345,1148.0525199632134,771.104075329338,483.97978406127578,327.89199766453015,233.2670906927834,159.80800188016397,85.378465429273547,44.166819783667599,10.023052380778998,0]
[145,2094.9436406273785,2078.8048778060565,2078.8048778060565,2093.9349643022947,2099.9870295257483,2098.9783507771226,2107.0477943054639,2123.1867738641477,2127.2215379395975,2125.2041549453133,2128.2302301535951,2137.3084815445268,2124.1954641654788,2106.0391121736243,2106.0391121736243,2088.8915899626568,2042.493120594404,2010.2165441400143,1983.9922066112313,1934.5703616489466,1882.1240697869928,1826.6536200966789,1781.2699562104763,1692.5230463933431,1594.7051464033593,1499.9182606667734,1382.9555061606618,1235.7579335016051,1058.3378265913834,707.62355386056902,385.28488595522572,245.34500251247366,161.82018819187493,97.444763521530547,41.152539512670401,8.016652840637061,0]
[155,2094.9436406273785,2077.7962092756316,2083.8482277874505,2090.9089382404209,2095.9523174376363,2090.9089382404209,2090.9089382404209,2099.9870295257483,2105.0304305244067,2092.9262884626178,2094.9436406273785,2094.9436406273785,2095.9523174376363,2089.9002638583675,2074.770206620321,2048.5450356512083,2007.1906415129854,1964.8284863809231,1914.3985407022963,1863.9699222631748,1810.5170757472663,1757.065805953526,1684.4553724448606,1599.7471627328159,1494.8765694134015,1395.054656870223,1269.0271559147989,1130.9154468603931,943.43358060979006,677.39670417975822,379.24310317649696,244.33848676014631,162.82629074089672,92.416946510646028,41.152539512670401,9.0197967621976929,0]
[165,2094.9436406273785,2075.7788736825264,2081.8308863299858,2084.8568992479281,2084.8568992479281,2080.8222163334694,2080.8222163334694,2076.787541234376,2062.6662401528342,2054.5969685690998,2049.5536898985906,2052.5796556151499,2055.6056257882178,2042.493120594404,2029.3806994968827,2001.1388499370387,1958.7768239626887,1897.2526597600297,1836.7390327120816,1793.3721548322997,1750.0063246685534,1674.3708343141161,1599.7471627328159,1519.0768413494509,1427.3195688376973,1264.9944760272024,1106.7223744766704,944.44145416149502,776.14244147242925,586.72449969839079,375.21530131745635,247.35804637556123,162.82629074089672,94.428041332223657,44.166819783667599,8.016652840637061,0]
[175,2094.9436406273785,2077.7962092756316,2078.8048778060565,2077.7962092756316,2077.7962092756316,2071.7442083739506,2065.6922251337533,2058.6316004112473,2040.4758195537197,2028.3720552189336,2016.2683630379474,2020.3029190546104,2011.2251793605242,1998.1129610018729,1983.9922066112313,1953.7337862129405,1896.2440833351525,1824.6365442391952,1760.0913066134603,1713.7008728243975,1663.2779124666752,1587.6463503082571,1494.8765694134015,1390.0133312824107,1276.084376499027,1142.0041118423874,1004.9157936679831,865.83063828540855,698.55536095230354,508.15320548172508,364.13907033784858,244.33848676014631,163.83239950048687,89.400386559498514,41.152539512670401,8.016652840637061,0]
[180,2094.9436406273785,2078.8048778060565,2080.8222163334694,2071.7442083739506,2071.7442083739506,2071.7442083739506,2062.6662401528342,2056.6142835017777,2038.4585205054343,2022.3202000823192,2011.2251793605242,2011.2251793605242,2004.1647434430383,1991.0525713007953,1983.9922066112313,1952.7251802224259,1885.1497780941129,1817.5767962963719,1745.972348128648,1693.5315083418986,1637.0585737058739,1567.4785347016514,1484.7932379245299,1378.9224793778756,1261.9699745374417,1142.0041118423874,995.84440545096857,862.80728378953188,698.55536095230354,537.36428484003864,379.24310317649696,256.41694440954058,167.85689589015533,98.450358463414005,49.191070759971105,11.02640849775289,0]
[null,"W - MH 400W Type II"]
[null,"Generic"]
[null,"MH"]
[null,"NA"]
[null,400]
[]
[]
[null,38]
[null,22]
[null,0,2.5,5,7.5,10,12.5,15,17.5,20,22.5,25,27.5,30,32.5,35,37.5,40,42.5,45,47.5,50,52.5,55,57.5,60,62.5,65,67.5,69,70,72.5,75,77.5,80,82.5,85,87.5,90]
[0,3283.4512779841384,3305.6522014430439,3272.3508724266408,3272.3508724266408,3272.3508724266408,3191.621789916775,3077.5954491240141,3028.151701572182,2995.8623417753133,2946.4199346599812,2979.7177920186,2930.275654029515,2914.1314622566638,2914.1314622566638,2816.259230585048,2783.9722237498909,2897.9873598327154,3419.6865434996639,4103.968357725772,4332.0886670011614,4234.1771147614481,4511.7671282178571,4707.6045964856758,3892.0095027788852,2751.6855909919714,1806.4829620594148,1269.0271559147989,894.04911731734217,731.80596523781946,650.19369011047684,422.54458421059621,308.76318618903616,195.02466099770112,97.444763521530547,32.111095952304076,0,0,0]
[5,3283.4512779841384,3313.7253015026035,3289.5060604614969,3305.6522014430439,3272.3508724266408,3191.621789916775,3093.7405187763416,3060.4414053386045,3068.5138845993224,2995.8623417753133,2946.4199346599812,2971.6455498804635,2987.7900560031849,2938.3477832680401,2840.4747286210745,2832.4028729401807,3240.0589978830549,4038.3608497397331,4544.0696405698545,4601.6090578980056,4772.2125739782987,4633.9122042903655,4535.9939909116383,4079.7439241730881,3036.2240954094391,1879.0983663391421,1309.3546523168495,975.68606162866456,829.55109114932395,739.86694776308775,520.24035054929641,365.14598667045368,243.33197514986256,113.53545948863409,40.147827669756929,8.016652840637061,0,0]
[15,3283.4512779841384,3346.0178977514202,3280.4238909269366,3264.277873822874,3272.3508724266408,3215.840302794591,3199.6946072123346,3158.3216347639709,3158.3216347639709,3117.9582809403232,3060.4414053386045,3044.2965106873748,3044.2965106873748,3060.4414053386045,3126.0309101600064,3240.0589978830549,3997.9875268298551,4805.5264045701106,4421.9269858375264,4242.2522094542082,5188.1468574821529,5922.1689432046551,5041.7582763672908,4177.6518843370968,3680.0621846506951,2522.6634241833708,1643.1091533508616,1269.0271559147989,1235.7579335016051,1252.8965135862265,1113.7786331869247,943.43358060979006,747.92801802915096,462.82902802857438,162.82629074089672,8.016652840637061,0,0]
[25,3283.4512779841384,3297.5791210799653,3272.3508724266408,3272.3508724266408,3289.5060604614969,3256.2048951647485,3297.5791210799653,3215.840302794591,3207.7674448553116,3215.840302794591,3248.1319365016116,3264.277873822874,3370.2375494275398,3631.6187709319765,4201.8768901322728,4747.9844793783241,4788.3647053511722,4625.836396540647,4209.9519231093873,4446.1533630541899,3957.614611221908,3916.2327997668276,3867.7863564026256,3786.0343618660531,4544.0696405698545,4397.7007412170651,2767.8288603398819,2018.2856400391497,1748.9978296618476,1562.436621174744,999.87612340042017,626.01418640486224,446.71481220853684,267.48936407825727,145.72342504642882,32.111095952304076,0,0]
[35,3283.4512779841384,3297.5791210799653,3280.4238909269366,3305.6522014430439,3321.7984212107694,3297.5791210799653,3297.5791210799653,3313.7253015026035,3362.1643128205847,3443.9067202330839,3737.589565233493,4381.5499854943173,5041.7582763672908,5490.0231106925658,5766.6734650947765,5555.6506098927775,5017.5288485593946,4870.1357019217567,4641.9880261002672,4756.0604972195861,6606.8000807108874,8523.720427074215,7953.0381725476445,7186.4698401269225,6892.5893639503784,6378.5814420902443,3957.614611221908,2954.4921081447624,2865.6994250240832,3077.5954491240141,3696.2101312108252,3264.277873822874,2002.1474805981763,1203.4977237104949,382.26398264116619,40.147827669756929,0,0]
[45,3283.4512779841384,3313.7253015026035,3321.7984212107694,3329.8715605198718,3346.0178977514202,3337.944719382489,3378.3108053542805,3443.9067202330839,3541.7983227576105,4030.2861527698492,4959.9844270129488,5914.0911546556354,6109.9805990839686,5669.7433313919819,4992.2899855605283,4821.6786480053825,5237.6170408802873,5808.0712073218365,6288.7099532548236,7373.3073456767243,9184.3453027998985,9356.07528270681,8091.4123440811736,7699.5268004543359,7267.263848904161,6028.1909326484365,4682.3673452010944,4373.4746299218077,4544.0696405698545,4935.7553959735378,5302.2318603169715,3289.5060604614969,2132.2650037833255,1333.5517482868315,373.20141655675388,48.186177781824156,8.016652840637061,0]
[55,3283.4512779841384,3305.6522014430439,3329.8715605198718,3346.0178977514202,3370.2375494275398,3403.5398541413247,3476.200553709994,3574.0930563265529,3941.4655599493135,4943.8317264800107,5922.1689432046551,5995.879270325443,5343.6261430187842,4870.1357019217567,5269.9243516662336,5848.4595326158187,6378.5814420902443,6794.6319611575309,7528.8405576818523,9878.3555737669358,10963.411324773033,11061.415291676059,10449.157617496798,7936.8778414132521,7471.2726923883829,7112.7460986603501,7226.866731721424,11216.000628592232,13574.433054270308,13859.414313800387,8605.5382415672557,3289.5060604614969,1545.2942370762919,919.24494073234825,324.871583172518,48.186177781824156,8.016652840637061,0]
[65,3283.4512779841384,3305.6522014430439,3346.0178977514202,3362.1643128205847,3395.4665381362438,3435.8333090220981,3549.8719786752731,3810.256992908242,4446.1533630541899,5677.8207796916076,5978.7137704100551,5294.1549646705143,4780.2886328494824,5114.4472555266993,5889.8578552010867,6688.597188138915,7218.7873353151626,7528.8405576818523,8303.5233140894452,9494.471737223439,9918.7652758785407,9845.0176938145869,9428.8089327371399,8515.6396977209715,8645.9423876758665,8939.8881739484459,10595.651730695947,18994.02296389714,22071.440732358657,21043.224975320085,11762.623173030459,3337.944719382489,1025.0747259772024,316.81728239424859,137.67569823504508,65.271902290436884,8.016652840637061,0]
[75,3283.4512779841384,3297.5791210799653,3337.944719382489,3378.3108053542805,3427.7599167627723,3492.3475830153916,3680.0621846506951,4055.5196343149314,5025.6053115358436,6084.7367574942691,5726.2857099966704,4894.3644098046971,4821.6786480053825,5571.8051903720252,6452.2972039189399,7039.02312058404,7447.0337235863099,7757.0963899334174,8499.4782620028345,8401.500217302093,8352.0065866057757,9412.6458508053947,8695.4377236355431,7740.9364619401877,8589.3766361377238,9086.3596301729176,11582.770381246837,18969.761366894734,22749.867054179165,22447.555325616777,13256.109997133293,3492.3475830153916,902.1117045756348,276.5489580510407,129.62844161748095,48.186177781824156,16.044422974417238,0]
[76.3,3283.4512779841384,3297.5791210799653,3321.7984212107694,3370.2375494275398,3411.6131892775247,3484.2740590183371,3721.4414386876538,4153.4270188754326,5237.6170408802873,6118.0586504188605,5514.2547119352339,4764.1365287606295,4862.0594926903868,5726.2857099966704,6574.4854521711559,7136.983957213376,7479.3523661260888,7838.9065400533646,8531.8011640805889,8213.6279958637042,8417.6614660034484,9494.471737223439,8425.7421019818721,7797.4963569019174,8711.5995270237599,9902.6013752602194,12880.195474124777,19809.836940791236,23190.703375516732,22667.969498356964,12595.235300132939,3117.9582809403232,739.86694776308775,219.17698581717505,97.444763521530547,24.076394620737908,0,0]
[85,3283.4512779841384,3305.6522014430439,3313.7253015026035,3378.3108053542805,3427.7599167627723,3492.3475830153916,3753.7377614775692,4193.801872657963,5278.0012103263462,6101.9025584184401,5481.945933998486,4780.2886328494824,4984.2135762915832,5906.0133771286582,6868.3523505291187,7251.1049750408829,7422.7948335994688,7855.0666708730014,8237.8693336503111,7438.9540848207871,8255.040324378253,9078.2783845505328,7969.1985364866232,7855.0666708730014,8213.6279958637042,8409.5808377743924,10008.677452183521,14659.818147148742,16658.992419346767,16316.345592591171,9339.9123259222451,3003.9346492763984,853.73728395177477,316.81728239424859,129.62844161748095,57.230920419256371,8.016652840637061,0]
[90,3283.4512779841384,3297.5791210799653,3297.5791210799653,3362.1643128205847,3411.6131892775247,3500.4211256580302,3729.515493229489,4218.0269715596451,5253.7706714643828,6020.1130008106784,5375.9340985684948,4707.6045964856758,4935.7553959735378,5914.0911546556354,6728.9911908044578,7178.3904889897294,7398.5560226847447,7846.9866013073088,8181.3063233652538,7406.6356175212795,8335.8454644457488,8890.3914632439173,7977.2787307370609,8311.6038399140725,8197.4671437002889,7651.0474795585133,8670.1849659392919,13304.615879081861,15809.969241861616,15581.549254308855,8972.2127043196633,2946.4199346599812,845.67514265533873,300.70929988356477,129.62844161748095,48.186177781824156,8.016652840637061,0]
[95,3283.4512779841384,3305.6522014430439,3289.5060604614969,3354.0910955797053,3403.5398541413247,3492.3475830153916,3712.3581482479185,4161.5019583864814,5294.1549646705143,5938.3245533088939,5302.2318603169715,4641.9880261002672,4853.9832968607234,5799.9935758694783,6582.5640944609086,7072.3498512373199,7300.591639517962,7699.5268004543359,8148.9847784314425,7487.4320485832714,8148.9847784314425,8572.2049636564352,7953.0381725476445,8466.145397855089,8067.1714413535683,7479.3523661260888,7781.3363449605831,12497.218565681385,14765.935622640207,14610.29692086349,9078.2783845505328,3517.5774654871407,1113.7786331869247,340.98077844143347,137.67569823504508,48.186177781824156,8.016652840637061,0]
[105,3283.4512779841384,3280.4238909269366,3264.277873822874,3313.7253015026035,3346.0178977514202,3411.6131892775247,3590.2405325962136,3965.6891615615091,5000.3664078822803,5816.1488499970474,5351.7031136576916,4585.4575695552412,4625.836396540647,5424.3963952262038,6198.8397475084212,6746.1587153762703,6958.2317020072205,7210.7079479424792,7895.4671430798489,8197.4671437002889,8564.1241884927313,8327.7649150998295,8173.2259251529485,7805.5763754235368,6174.6053073292023,5188.1468574821529,5970.6359051245199,7961.1183504207129,8793.4191151881805,8245.9497954258113,5017.5288485593946,2270.4605114320148,755.98917509219189,276.5489580510407,121.58168435931715,40.147827669756929,8.016652840637061,0]
[115,3283.4512779841384,3264.277873822874,3223.9131809793262,3256.2048951647485,3297.5791210799653,3313.7253015026035,3419.6865434996639,3671.9882378958309,4544.0696405698545,5465.791616295206,5538.4864195546261,4853.9832968607234,4495.6159585795467,4837.8309454956279,5636.4239788538225,5978.7137704100551,6419.9833411688824,6818.8687137530478,7593.4786847277064,8165.1455349212947,8107.5729862188555,8499.4782620028345,7871.2268349055739,6966.3108018728935,5978.7137704100551,4691.4527400472643,4283.637310138467,4535.9939909116383,4381.5499854943173,3680.0621846506951,1904.3127097157051,910.1743638225912,462.82902802857438,227.22836710560355,121.58168435931715,40.147827669756929,0,0]
[125,3283.4512779841384,3248.1319365016116,3207.7674448553116,3207.7674448553116,3215.840302794591,3191.621789916775,3289.5060604614969,3460.0535993328958,3981.83831148011,4870.1357019217567,5384.0111178092548,5163.9167352253044,4552.1453045656872,4250.3273195025276,4633.9122042903655,5228.5306455387026,5563.7278942750381,5702.0531934041192,5987.8013818882409,6892.5893639503784,7169.3012298194708,6712.8335605874636,5872.6926616617884,4796.4407914604108,4462.3043545067949,3965.6891615615091,3721.4414386876538,3745.663654662008,3476.200553709994,3150.2489225607173,1684.4553724448606,796.29623070059233,430.60117719617693,211.12590005317529,97.444763521530547,40.147827669756929,0,0]
[135,3283.4512779841384,3223.9131809793262,3166.3943675806545,3142.1762310235972,3126.0309101600064,3093.7405187763416,3158.3216347639709,3215.840302794591,3419.6865434996639,3989.912910992623,4739.9084752601148,5114.4472555266993,4959.9844270129488,4535.9939909116383,4071.6691448788879,4055.5196343149314,4364.3898727091646,4479.4648469086633,4495.6159585795467,4837.8309454956279,5343.6261430187842,5359.7800964744883,4226.1020354534785,3582.1667853718809,3566.019345501199,3509.5038833648787,3517.5774654871407,3843.5633615794063,3272.3508724266408,3060.4414053386045,2636.6675689238086,910.1743638225912,340.98077844143347,137.67569823504508,57.230920419256371,16.044422974417238,0,0]
[145,3283.4512779841384,3207.7674448553116,3142.1762310235972,3117.9582809403232,3044.2965106873748,3028.151701572182,3020.0793292326421,3028.151701572182,3052.3689473492441,3199.6946072123346,3574.0930563265529,4193.801872657963,4609.6848233198443,4560.220982873745,4267.4869792076979,3867.7863564026256,3451.98015035139,3150.2489225607173,3003.9346492763984,2906.0593998451604,2865.6994250240832,2914.1314622566638,2873.7713748141391,2751.6855909919714,2742.6050435261163,2702.2474195629393,2840.4747286210745,2751.6855909919714,2694.1759667401593,2588.2404152839531,1708.6585093616097,650.19369011047684,211.12590005317529,89.400386559498514,40.147827669756929,16.044422974417238,0,0]
[155,3283.4512779841384,3191.621789916775,3101.8130851942665,3052.3689473492441,3028.151701572182,2971.6455498804635,2930.275654029515,2889.9153422815948,2848.5466072171685,2840.4747286210745,2832.4028729401807,2930.275654029515,3101.8130851942665,3231.9860793589319,3362.1643128205847,3362.1643128205847,3207.7674448553116,2889.9153422815948,2564.0271768618181,2294.6708233821846,2246.2504573848078,2188.7526289854109,2132.2650037833255,2108.0564769196958,2074.770206620321,2074.770206620321,1944.656351056595,1806.4829620594148,1692.5230463933431,1586.6379534222458,1252.8965135862265,552.47409198138303,186.97453299484269,73.313876394686872,32.111095952304076,0,0,0]
[165,3283.4512779841384,3191.621789916775,3085.6679734012773,3028.151701572182,2971.6455498804635,2897.9873598327154,2889.9153422815948,2848.5466072171685,2775.9005303212916,2702.2474195629393,2620.5250848336741,2580.1693105613749,2522.6634241833708,2433.8849891715854,2360.2416921451395,2286.6006909117309,2222.0406640147612,2132.2650037833255,2042.493120594404,1944.656351056595,1879.0983663391421,1782.278469632608,1684.4553724448606,1602.7723801538846,1513.0267370160941,1407.153912411736,1269.0271559147989,1138.979919772223,1041.2021573717921,967.62284012250916,755.98917509219189,446.71481220853684,170.87533157355321,65.271902290436884,32.111095952304076,0,0,0]
[175,3283.4512779841384,3207.7674448553116,3101.8130851942665,3068.5138845993224,3036.2240954094391,2873.7713748141391,2816.259230585048,2767.8288603398819,2702.2474195629393,2645.7477596510598,2539.8141668687681,2450.0262855825858,2392.5234069412813,2262.3904646246178,2172.6131572212835,2066.7008877784397,1985.0008286036355,1888.1754912527256,1782.278469632608,1676.3877370977445,1594.7051464033593,1496.8932438795296,1391.0215949408339,1309.3546523168495,1219.6277220456941,1089.5859338675427,935.3706310158758,764.05041802849428,682.43442047637177,617.9545574224918,462.82902802857438,316.81728239424859,145.72342504642882,57.230920419256371,32.111095952304076,8.016652840637061,0,0]
[180,3283.4512779841384,3207.7674448553116,3126.0309101600064,3126.0309101600064,2962.5643036621482,2881.8433472544161,2832.4028729401807,2751.6855909919714,2718.3903973918368,2636.6675689238086,2539.8141668687681,2458.0969736707507,2392.5234069412813,2262.3904646246178,2164.5434661989088,2066.7008877784397,1985.0008286036355,1888.1754912527256,1773.2018693958976,1643.1091533508616,1562.436621174744,1464.6267806383148,1366.8234698708777,1269.0271559147989,1171.2383778827652,1041.2021573717921,894.04911731734217,731.80596523781946,650.19369011047684,584.70971336682805,438.65792078245397,308.76318618903616,178.92475133337754,48.186177781824156,32.111095952304076,16.044422974417238,0,0]
[null,"X - MH 400W Type II Med"]
[null,"Generic"]
[null,"MH"]
[null,"NA"]
[null,442]
[null,"TYPE II, MEDIUM, CUTOFF"]
[]
[null,37]
[null,30]
[null,0,2.5,5,7.5,10,12.5,15,17.5,20,22.5,25,27.5,30,32.5,35,37.5,40,42.5,45,47.5,50,52.5,55,57.5,60,62.5,65,67.5,70,72.5,75,77.5,80,82.5,85,87.5,90]
[0,4231.1489582164759,4493.5970664463348,4614.7321838874468,4811.5834895122953,4845.9071144550253,5070.0260891262924,5513.2450597563802,5302.2318603169715,6151.3807246511005,6916.8264625136944,7180.4103259227631,7276.3532312309599,6716.8729645029689,5887.8384180703379,5614.2111864056951,5997.8987441340623,5364.8282169109079,5128.5813440075945,4988.2517792931367,5043.7774006097743,5532.4284827024348,6295.7784510688944,5776.7704481000374,4994.3090899180934,3249.1410552393327,2148.4041744305805,1939.6133498034187,1687.4807456618453,1341.6175448114911,1109.7464798657393,829.55109114932395,680.41932948416354,366.15290577694071,212.13226923574965,95.433604846914434,61.251279440887508,55.220845530457993]
[5,4231.1489582164759,4491.5781752192643,4598.5806495137804,4803.5073779504637,4841.8690282931493,5086.1791957368587,5531.4188272044694,5278.0012103263462,6089.7855174560955,6844.1154225497612,7175.3607346547778,7238.9858432466945,6795.6418241267957,5974.6748364034729,5599.0661509630245,5991.8403247469259,5373.9148456518342,5119.4951397959649,5051.8539056513418,5262.8571104823577,5860.5760846259909,6338.1896041343989,5288.0973010130811,4288.6843010400189,3117.9582809403232,2144.3693703781632,1928.5187932018594,1665.2948018651193,1351.6998585572758,1123.8590801752944,877.92416137017199,611.90990452585947,348.02879264334069,219.17698581717505,102.47283981975923,57.230920419256371,57.230920419256371]
[15,4231.1489582164759,4494.606512399695,4579.4007760684681,4818.6500982383513,4849.9452039784919,5137.6675643010158,5593.0081482388068,5207.3291178028903,5875.721809824955,6555.2987165008608,6815.8391149659028,7259.1844074808359,7264.2340573182992,6727.9813377794026,6016.074038951514,6305.8763188397024,6277.6023298721793,6203.8886011382028,5931.2564684784265,6416.9539248538795,6682.5381087227415,7224.8468817735129,6362.4246761542627,4599.590118753873,3111.9038227249334,2391.514596736617,2117.1346421175112,1870.0212852294442,1613.8648927538252,1337.5846404755096,1098.6581338586072,874.90076490654008,299.70257913018418,182.94959793098093,109.51255827368547,72.308579335641099,70.298027302456234]
[25,4231.1489582164759,4494.606512399695,4554.1642228019282,4784.3266673979533,4867.1071218908846,5086.1791957368587,5652.5787919462718,5400.1651925875349,6040.3078506765314,6287.7001685005162,6589.6329145899426,7136.983957213376,7758.106386550392,7906.577309187157,6642.144386445133,6378.5814420902443,5769.7025581433136,5483.9652270580855,5025.6053115358436,4935.7553959735378,5234.5882406820037,5834.3235869692717,5808.0712073218365,4551.135845782992,3538.7707065263166,3156.3034547785969,2941.3748374471743,2682.0688328229598,2607.4093896281333,2380.4177125827059,1719.7517285407014,721.72986193823385,329.90562278367804,210.11953566284186,133.65200941145397,86.383928307687412,67.282307497705418]
[35,4231.1489582164759,4468.3609913689133,4504.7009843816886,4800.4788396107178,4742.9369751947916,5037.7200303060945,5679.8401435608712,5386.0303745115525,5968.6164405084637,6292.749093891548,6268.5142889796971,6702.7350614255038,7491.471893078724,8209.5877798423553,7326.8500058751288,6058.4832732330606,5094.2557682707984,5009.4523985702281,4866.0975956322491,4999.3568543789597,4721.7375162900444,4957.9653365689674,5069.0165216684873,5164.9263213887261,5699.0241360548562,5626.3272441518729,4586.4670359136835,3638.6833954289509,3239.0498819676009,2641.7121154780116,1353.716330339915,599.82077828211254,359.10453055246012,215.15140531108909,121.58168435931715,66.277097278608665,50.19598424777044]
[45,4231.1489582164759,4418.8986979937463,4497.6348516185026,4791.3932360487233,4648.0449016700122,4898.4025394504688,5405.2133508627221,5136.6579834751319,5668.7336511625172,6029.2006748888052,6096.853788426798,6059.4930205293294,6001.9376937888819,6789.5826485607722,7207.678180008752,7522.7807616211185,6774.4347332897059,6323.0427311097346,5428.4349395254849,5032.6722272774732,5053.8730339280328,5193.194813865799,5478.9169958024386,5963.5677819552257,6496.7290290150322,6700.7153634163196,5602.0951547810828,3997.9875268298551,3814.2941130646404,3422.7140562443738,1292.2153124748895,575.64326104967381,332.92608346097444,210.11953566284186,121.58168435931715,67.282307497705418,48.186177781824156]
[55,4231.1489582164759,4351.2674789863286,4501.6726404120145,4679.3388841642691,4651.0733424123291,4704.5761191807151,5072.0452246443429,4820.6691312051653,5383.0014897417959,5674.7917352330951,5644.5013796263502,5923.1786675475278,6126.1367124090693,6098.8732959224562,6020.1130008106784,7051.1419135316619,7167.281396011118,6726.9714849057946,6867.3424768220184,7729.8265309901626,7663.1672810889095,7533.8903914547045,7598.5285616130323,7409.665467855496,7230.9064333089837,6613.8689267786322,6052.4247929870489,5771.7219543916708,6084.7367574942691,3736.580305279319,1726.8110870854687,755.98917509219189,372.19447824394808,229.24125736189183,116.55272914527278,71.303296239406109,62.256411089425562]
[60,4231.1489582164759,4349.2486526888006,4468.3609913689133,4634.9216812481945,4593.5333066348594,4677.3199112274579,4911.5264837525974,4604.6374682733031,5183.0989060051425,5432.4734868262967,5464.7819730209803,6116.0391365856531,6956.2119285046247,7006.706441389696,5745.4698583082309,6232.1622572266879,7045.0825144546443,6872.3918468406491,6790.5925107801122,7639.9376783368371,8612.6089534808725,8601.4978373649683,8545.9424722352869,8586.3463384999995,8973.2228477705667,9710.6570823595503,11855.581875350594,16555.894396851549,19711.775713485189,13605.760491226221,5287.0876910772604,1681.4300046561746,566.57695139125042,247.35804637556123,119.57007684445347,84.37301438003783,75.324511642000047]
[62.5,4231.1489582164759,4349.2486526888006,4436.0590231462156,4621.7984979460116,4535.9939909116383,4625.836396540647,4873.1642838341195,4552.1453045656872,5109.3993762346408,5368.8667166769465,5413.2904138979729,5979.7235043376886,7004.6866538769928,7265.2439877066927,5897.9356106387731,6041.317594942293,6804.730597593968,6798.6714139340384,6825.937782818065,7548.029944000672,8389.3793011539183,8857.0570988284853,9019.6895691093086,8842.9152850951305,9572.2574923999255,10930.069968153586,14396.043758846001,21121.072426477403,24219.016700032389,17199.762004849126,6728.9911908044578,2116.1259551720873,665.30633830583247,262.45638811906474,125.60499860335548,88.394889005535376,77.335200513321496]
[65,4231.1489582164759,4349.2486526888006,4397.7007412170651,4600.5995882153038,4503.6915361657466,4618.7700763126541,4870.1357019217567,4482.4931759218844,4993.2995376373519,5339.5876622717806,5358.7704729570296,5835.3332962388849,6997.6174021654806,7607.6183484539997,6187.7322839881208,5782.828646367816,6156.4295395322897,6639.1148671487244,7006.706441389696,7392.4963323413303,8123.7336605370692,9031.8113618819989,9417.6968109328263,9205.5588337504487,10013.728722050846,12437.600514814159,17734.483590356002,27284.997439923511,32671.50145470904,24111.835464756554,9132.8269316458754,2713.3457065058828,793.27312951172269,287.62219689954674,137.67569823504508,89.400386559498514,82.362148335243674]
[67.5,4231.1489582164759,4361.3616245011362,4365.3992892450278,4607.6658806383693,4496.6254049858362,4567.2872131139175,4826.7262351728968,4444.1344932393431,4934.7458555880539,5243.6746465250617,5310.3087682547066,5659.646537185743,6712.8335605874636,7565.199436232635,6528.0334518319305,6067.5710049485124,5803.0226863479493,6254.3773626499797,6783.5234783966825,7308.6711268252084,7649.027514500619,8383.3188496387502,8953.020000353541,9260.1081373167417,10525.94048483386,13865.477808887556,20818.783288810075,32613.848946066821,39436.724280479386,30453.472065600778,11639.352983271407,3321.7984212107694,910.1743638225912,309.76993684768291,151.75951300673236,93.422488515161888,75.324511642000047]
[70,4231.1489582164759,4372.4652115220379,4349.2486526888006,4600.5995882153038,4487.5403954851763,4561.2304436673267,4815.6215503728808,4396.6913172461354,4857.0118687249205,5196.2235900492014,5241.6554438663125,5559.6892506185159,6426.0421780824454,7317.7605607107762,6784.5333397153554,6495.7192114291429,5847.4498210795609,5889.8578552010867,6447.2481521866612,7116.7857360301068,7079.4191779337689,7615.6981680882545,8503.5186180565688,9015.6489751338777,10703.755582278733,14781.095324317663,22806.487758865765,36134.878040750271,43068.668979501206,33346.144456598995,13672.457854885854,4010.0994811226078,1009.955489184565,338.96708669873658,165.84463549957897,99.455963666700598,67.282307497705418]
[72.5,4231.1489582164759,4386.5970902792023,4333.0980760468683,4538.0129019806491,4492.5876207195042,4547.0980128894607,4743.9464756023772,4364.3898727091646,4813.6025195195698,5112.4281032123354,5193.194813865799,5457.714475321076,6086.7562609769975,6983.4789201531094,6914.8067010554105,7053.1617143802077,6255.387142044322,5882.7898282712295,5961.5483197292779,6593.6722437796252,6614.8787625474843,7048.1122133426279,7888.3970455055478,8557.0535164726389,10455.219402373883,14790.191152780761,23213.958736428063,35776.791039756143,40219.740262745901,30629.452236279845,13658.309902046103,4346.2204149979634,1074.4657685553254,363.13215678677932,196.03095062626178,108.50685582932681,70.298027302456234]
[75,4231.1489582164759,4384.57824766872,4326.0322176631289,4481.4837326903198,4463.3137934138076,4570.3156008468741,4727.7944948645873,4297.7688996104271,4780.2886328494824,5089.207908936738,5173.0030177901417,5372.9052194777223,5751.5280237115239,6586.6034193208616,6855.2240039150238,7496.5217017583855,6878.4510957550046,5975.6845696494829,5543.5347053216583,5982.7527071424392,6211.9667754823586,6591.6525788756844,7343.0090473060773,8032.8302871064689,9977.3596358997875,14370.778264837903,22484.964918772283,32458.086537615018,32470.223841363299,24487.983013910522,11143.254320748527,3803.1920429197025,1002.8999225239919,356.08384046433116,203.07512106555058,116.55272914527278,75.324511642000047]
[77.5,4231.1489582164759,4390.6347782843422,4303.8253093175517,4445.1439280322729,4387.6065119325367,4519.8427347100214,4716.6900400735003,4283.637310138467,4718.7090299129177,5035.700908488021,5146.7538006478508,5421.3674889728254,5624.307899382562,6279.6218963005476,6553.2790633751902,7338.9692836149088,6977.4195794696125,6069.5905027325725,5459.733759445754,5785.8577478797442,5974.6748364034729,6415.944119733017,7071.339947999646,7870.2168236817906,9867.2429346087483,13859.414313800387,20730.827069493171,27617.706097782884,25381.862014680893,18152.972614197883,8208.5777261473449,2949.4469971310127,852.72951211551185,321.85119673416409,188.98703310439885,113.53545948863409,77.335200513321496]
[80,4231.1489582164759,4388.6159338178813,4289.6936999325635,4416.879840582922,4325.0228102633255,4482.4931759218844,4675.3009391612513,4297.7688996104271,4759.08900744327,5008.44284323579,5127.5717649671733,5436.512037126402,5576.8535063739664,6052.4247929870489,6183.6932112810427,6891.5794866892038,6753.2277087741295,6136.234304859493,5433.4831241202237,5641.4723529825505,5829.2750432404137,6189.751821329467,6739.0897293782837,7429.864501689055,9400.5235575498209,13046.930420607392,18636.167568769128,23410.113573976596,20616.585640291793,14543.595126111319,6553.2790633751902,2455.0704625308163,751.95858576924502,294.66902626557766,179.93095458195256,106.49547896400243,77.335200513321496]
[82.5,4231.1489582164759,4386.5970902792023,4294.7406979534107,4398.7101654194566,4308.8723239112096,4411.8327010898902,4651.0733424123291,4235.1865007572915,4742.9369751947916,5064.9782538463387,5169.9742551622621,5543.5347053216583,5760.6152837670752,6155.4197762250387,6018.0935195425936,6351.3169233429635,6225.093831168494,5857.5469442752819,5387.0400031463205,5551.6119720999741,5679.8401435608712,6009.0058622173365,6411.9049008375314,6844.1154225497612,8503.5186180565688,11793.946132333478,16135.422872484878,19497.458029947287,16883.384431099432,11948.541305837731,5380.9822341744421,2046.5277286451053,676.38916540284208,285.60884857740479,170.87533157355321,108.50685582932681,82.362148335243674]
[85,4231.1489582164759,4370.446375420941,4278.5903251773507,4391.6442008653567,4293.7312978750178,4405.7761413128082,4606.6564096290031,4205.9144046848305,4720.7280206153246,5078.1026360152446,5180.0701374761129,5601.0854866598975,6005.9766461589788,6417.9637301334997,6013.0448193347393,6083.7270060040009,5828.2653350186738,5491.032758614404,5236.6074406197249,5413.2904138979729,5532.4284827024348,5836.3430056830211,6246.2991333607479,6478.5523364836854,7849.0066179198338,10396.622295938418,13700.753804426347,15977.748857762397,13620.918954342806,9884.4170185724688,4486.5309511186333,1675.3792854027276,594.78371390751465,281.58219456930817,179.93095458195256,118.56428573008029,96.439178946735424]
[87.5,4231.1489582164759,4360.3522088985019,4266.4775855495036,4360.3522088985019,4249.3179299077219,4375.493467419532,4595.552243121916,4199.858134309141,4742.9369751947916,5078.1026360152446,5148.7729664577264,5579.8824981667594,6224.084056671647,6901.6782659500768,6162.4881228493814,5999.9182186219505,5570.7955277198344,5241.6554438663125,5115.4568319825366,5346.6550055801181,5452.666268275324,5793.9353596545707,6213.9863207087092,6259.4262612498069,7245.0454066122957,8889.3813291520255,10792.664240735259,11715.133684065013,9749.0456400941875,7303.6214462119151,3369.2283937941743,1259.9536442328774,494.05189976489993,266.48276126055515,181.94337791178063,131.64021015674211,120.57587641098782]
[90,4231.1489582164759,4356.3145488229711,4251.3367093368051,4337.135714578224,4234.1771147614481,4355.3051343881034,4567.2872131139175,4180.6800024036556,4788.3647053511722,5101.3227797321797,5165.9359077492963,5588.969483397279,6365.4540666483035,7258.1744779343517,6579.5346024408809,6122.0976800829258,5491.032758614404,5162.9071492590647,5143.725053416947,5355.741603544996,5438.5313134004937,5807.0615027762269,6185.7127473052315,6234.1818090004526,6900.6683873593347,7769.2163580028564,8376.2483284031186,8108.5830274216023,6148.3514377092424,4515.8049296605432,2151.4302824384849,848.69843668265162,390.31977730506173,227.22836710560355,158.80191819600202,116.55272914527278,111.52399075900288]
[95,4231.1489582164759,4363.3804564065149,4253.3554897235626,4351.2674789863286,4229.130188389202,4346.2204149979634,4568.2966754687504,4178.6612567823959,4766.1555387837698,5114.4472555266993,5205.3099291771987,5674.7917352330951,6313.9546246884638,6952.1723832571906,6565.3969914497065,6158.4490666431284,5407.2326154918346,5267.9051389327296,5523.3415898515295,5650.5594377846146,5465.791616295206,5694.9853954245191,5890.8675740258614,5440.5505904235724,5341.6069022640095,5589.9791493344219,5590.9888154537357,4604.6374682733031,2500.4685184444229,1638.0670020974976,923.27633700149374,495.05912268737313,286.61552097237734,181.94337791178063,123.59332512567987,83.367575300668861,75.324511642000047]
[105,4231.1489582164759,4358.333378393635,4266.4775855495036,4304.8347117634894,4208.9425431404579,4319.9757767956535,4597.5711804950533,4256.3836620983348,4740.9179750236162,5125.5526074821109,5291.1261319757587,5560.6989112579622,5674.7917352330951,5789.8965523599109,5211.3674974004725,5231.5594422344766,5047.8156515168748,4995.3186424026953,4877.2023959753578,4974.1180830930516,4688.4242731438535,4519.8427347100214,4558.2020619563446,4348.2392398910824,4013.1274754104275,3748.6914426823082,3739.608085958535,3017.0521951593896,1506.9766568509476,910.1743638225912,561.54017517044895,401.3967655095604,284.6021797270547,198.04354533856682,144.71743439597881,106.49547896400243,99.455963666700598]
[115,4231.1489582164759,4365.3992892450278,4255.3742710675315,4307.8629205198004,4279.5997216940077,4391.6442008653567,4756.0604972195861,4258.4024448772943,4604.6374682733031,5025.6053115358436,5191.175630723852,5243.6746465250617,5105.3610763878687,5165.9359077492963,4744.9559762245781,4856.0023445605138,4817.6405820718555,4828.7452715167228,4602.6185278019411,4493.5970664463348,4512.7765782402139,4367.4181230162467,4229.130188389202,4195.8206255715268,4185.7268707162775,3818.33123748973,3576.1114868813684,2453.0527905079239,1145.0283119130809,653.21619193423737,508.15320548172508,480.95818998708097,332.92608346097444,212.13226923574965,154.77764754354726,128.62256901424442,99.455963666700598]
[125,4231.1489582164759,4339.1545352522735,4276.5715328577917,4372.4652115220379,4427.9835677390938,4502.6820881758395,4678.3293975870511,4241.2428217772567,4594.5427747676003,4867.1071218908846,5050.844341815292,5224.4922526710543,5166.9454943069704,5044.7869630338382,4592.523838723745,4608.6753518686546,4784.3266673979533,4903.4502061840103,4729.8134894459508,4319.9757767956535,4133.2397387789551,4232.158343490989,4041.3888652634932,3839.526210576616,3868.7956511490688,3932.3817476389963,3921.2793388434898,2587.2315258169774,1161.1575132111223,728.78311960771214,581.68754688117576,530.31318604523244,412.47405913757262,244.33848676014631,147.73542711369169,121.58168435931715,116.55272914527278]
[135,4231.1489582164759,4356.3145488229711,4358.333378393635,4591.5143710342827,4622.8079722643915,4515.8049296605432,4703.5666271784612,4191.7831207152003,4577.3818466840912,4744.9559762245781,4731.832484888293,4787.3551955438288,4710.6330757369606,4744.9559762245781,4479.4648469086633,4671.2629976422304,4064.6037261183878,3863.7491800486409,3928.3445044491859,3894.0281051215834,3643.729564174781,3741.6266077720375,3787.043635075328,3564.0009206465525,3453.9985108300657,3531.7062787204231,3894.0281051215834,3370.2375494275398,1636.05014593482,934.36276718645331,610.90246816001093,448.72905785103239,355.07694944629657,230.24770912114909,147.73542711369169,89.400386559498514,79.345941616877255]
[145,4231.1489582164759,4381.5499854943173,4443.1250586754759,4689.4337618945774,4636.9406358227207,4592.523838723745,4803.5073779504637,4327.0416252982213,4637.9501134393231,4549.1169288886786,4327.0416252982213,4249.3179299077219,4379.531145206216,4708.6140893532456,4240.2334343402927,4024.230140646659,3645.7480336284634,3554.9180229417984,3343.999601333046,3230.9769659587987,3168.4125539995202,3193.6399923302897,3194.6490940148933,3151.2580104570297,3162.3579985989209,3160.3398160376901,3207.7674448553116,2970.6365211522202,2120.1607058334635,1199.4652577592099,702.58565448312538,444.70057563922984,336.95340690676727,249.37110660510621,133.65200941145397,88.394889005535376,77.335200513321496]
[155,4231.1489582164759,4400.729014518427,4493.5970664463348,4788.3647053511722,4636.9406358227207,4671.2629976422304,4847.9261587967367,4249.3179299077219,4398.7101654194566,4325.0228102633255,4039.3701879957171,4003.034170003395,4067.6317612288967,4301.8065051352232,3775.9416445681031,3979.8196641565773,3623.5449311767566,3372.2558615998032,3207.7674448553116,3107.8675237841871,2999.8984928133882,2965.591382649206,2794.0618734049153,2748.6587385055973,2670.9706746891684,2525.6900173918793,2264.4079736344561,2022.3202000823192,1966.8457113277279,2166.5608861412375,1102.6902468030191,454.77184881299468,255.41038418438637,179.93095458195256,100.46157902783952,64.266722767294254,51.200917835379968]
[165,4231.1489582164759,4409.8138469073929,4515.8049296605432,4772.2125739782987,4689.4337618945774,4651.0733424123291,4739.9084752601148,4085.8000191231272,4237.2052734699027,4064.6037261183878,3824.3869321213224,3786.0343618660531,4007.0714891189191,4042.3982042751654,3830.4426363322,3855.6748399875901,3685.1084103613739,3458.0352353215021,3023.1064663370753,2907.0684064229217,2582.1870843805104,2506.5216551096996,2483.318044173941,2390.5057869570733,2489.3711392704777,2405.637978206652,2082.839556814723,1740.9298905498288,1758.0743055956771,1506.9766568509476,726.76789614310997,436.64372091979766,308.76318618903616,225.21549466265694,142.70547410211842,94.428041332223657,79.345941616877255]
[175,4231.1489582164759,4414.8609840939471,4550.1263872239715,4800.4788396107178,4723.7565082862593,4619.7795499700933,4660.1586764537933,4004.0434994010784,4160.4925900909593,3977.8010178559293,3755.7562908938025,3876.8700185844191,4183.7081226613209,4581.4197063420515,4227.1114195246219,4062.5850372965883,3628.5910789202326,3679.0529403377723,2879.825352024357,2616.4894793089347,2502.4862290413962,2569.0715827670638,2704.265286534715,2879.825352024357,3301.615658796441,3371.2467053627852,2775.9005303212916,2135.2910890117496,1488.826562337018,1096.6420829267092,955.52813389648543,609.89503345385992,390.31977730506173,344.00133830923949,212.13226923574965,140.69354214646376,39.143140946941287]
[180,4231.1489582164759,4418.8986979937463,4568.2966754687504,4814.6120348404938,4733.8514811912464,4612.7132389982626,4659.1491940191754,3987.8942595827593,4157.4644866724457,3959.6332472652089,3776.9509150863328,3952.5680256149426,4486.5309511186333,4894.3644098046971,4333.0980760468683,4073.6878382038976,3645.7480336284634,3888.9816012260922,2890.9243432449957,2683.0777585674373,2578.1515383186229,2712.3367694525091,2758.7482597224889,2684.0866846909244,2914.1314622566638,3292.5334558765348,3315.743579589458,2450.0262855825858,1661.2610255114619,1140.9960469290074,981.73352147507615,728.78311960771214,436.64372091979766,359.10453055246012,212.13226923574965,64.266722767294254,34.120107905260866]
[null,"Y - MH 400W Type IV Very Short"]
[null,"Generic"]
[null,"MH"]
[null,"NA"]
[null,462]
[null,"TYPE IV, VERY SHORT, FULL CUTOFF"]
[]
[null,37]
[null,73]
[null,0,2.5,5,7.5,10,12.5,15,17.5,20,22.5,25,27.5,30,32.5,35,37.5,40,42.5,45,47.5,50,52.5,55,57.5,60,62.5,65,67.5,70,72.5,75,77.5,80,82.5,85,87.5,90]
[0,3238.0407663662213,3433.8149591788101,3436.8424843879593,3528.6786711234299,3635.6556975365502,3702.2656293572104,3730.5247512758001,3776.9509150863328,3742.6358690867573,3722.4506945491366,3707.311885371606,3727.4969779554799,3786.0343618660531,3932.3817476389963,4062.5850372965883,4281.6185154407831,4677.3199112274579,6033.23964553936,6667.3904342044798,7256.1546192625674,9983.4211410741846,10241.038481427815,9352.0345408937028,8996.4561784697707,9781.3729637598262,10760.333734501834,10104.652013705367,11395.84768416796,11008.876974256666,6861.2832376957213,3975.7823725786798,2139.3258759796122,448.72905785103239,123.59332512567987,60.246164270520133,23.072229545451361,0]
[2.5,3238.0407663662213,3362.1643128205847,3360.1460066929826,3442.8975427968107,3544.8259415743978,3594.2774130127364,3625.5633894322618,3663.9143088761448,3621.5264740444818,3605.3788574979831,3592.2589722379721,3621.5264740444818,3693.1823858531711,3843.5633615794063,3995.9688713419082,4231.1489582164759,4648.0449016700122,5988.8111173478364,6604.7804117932392,7312.7108738254583,9944.0214232598246,10136.980492531611,9232.8334452878498,9023.7301648930024,9761.1683739384025,10723.962031000538,10013.728722050846,11409.993079068141,10643.136465045618,6688.597188138915,3852.6469668177406,2086.8742436312004,405.42483738535867,114.54120724389411,54.215835334169334,17.048232921663399,0]
[5,3238.0407663662213,3354.0910955797053,3348.0361953860147,3429.778263048453,3530.697075899885,3576.1114868813684,3608.4065301068449,3643.729564174781,3602.3511874291048,3583.1760027816035,3575.1022714616588,3599.3235199023597,3660.886590074073,3811.2662725469077,3975.7823725786798,4219.0363537024095,4633.9122042903655,5900.9647717781218,6594.6820764633694,7367.2476760360314,9809.6594595355527,10134.95995958403,9246.9758681590611,8954.0301416436087,9822.7925031439427,10525.94048483386,9869.2634135261505,11253.384331446176,10484.518078739004,6831.9969906950819,3926.3258844083894,2117.1346421175112,443.69346076982475,111.52399075900288,53.210843750071625,21.064032395764698,0]
[7.5,3238.0407663662213,3381.3382812982859,3377.3016473084622,3457.0260537570985,3553.9088135157299,3591.2497522754325,3625.5633894322618,3666.9420301777145,3635.6556975365502,3608.4065301068449,3599.3235199023597,3617.4895631521481,3681.0714292401249,3835.4890638145271,3987.8942595827593,4232.158343490989,4646.0259422701529,5795.9547643567348,6624.9771287026288,7457.1332843569489,9682.3708736386325,10199.61721306931,9414.6662345315381,9008.5779400304764,9997.5646674418786,10473.404778063201,9794.5059695072232,11295.820036360961,10475.425377310214,7049.1221132611045,4021.2021379983967,2214.9795237913791,477.93661487693021,104.48414005107793,48.186177781824156,24.076394620737908,0]
[10,3238.0407663662213,3357.118549772621,3353.0819447885815,3426.7507440651152,3519.5958639118817,3558.9548635074461,3601.3419646376324,3630.6095399811061,3605.3788574979831,3573.0838414761388,3566.019345501199,3582.1667853718809,3649.7849758844204,3788.0529085533103,3946.512131384105,4189.7643697436752,4587.4765024940752,5612.1918459860726,6556.3085432968119,7437.9441305913242,9416.6866186907919,10152.134502457309,9529.828820056804,9016.6591234581592,10020.800504141236,10398.642880333829,9586.400424972453,11139.212873083978,10346.107813752196,7120.8253756905469,4072.6784914164377,2224.0581367704171,514.19674253383948,108.50685582932681,50.19598424777044,27.089134400918912,0]
[12.5,3238.0407663662213,3368.2192384627729,3361.1551596054342,3432.8057847015652,3523.6326642297272,3572.074626910488,3596.2958549198647,3632.6280021630378,3613.4526567602729,3573.0838414761388,3582.1667853718809,3577.1207025856024,3634.6464654654005,3772.9138346306581,3928.3445044491859,4159.4832220400731,4581.4197063420515,5531.4188272044694,6508.8468522694202,7573.2792107582418,9252.0267387085496,10281.449636247857,9749.0456400941875,9241.9250003656853,10201.637758852106,10639.095202805476,9557.104373523809,11251.363587575803,10552.208436531824,7317.7605607107762,4168.5675432999715,2279.5393483374469,557.51078666996455,115.54696382165466,57.230920419256371,27.089134400918912,0]
[15,3238.0407663662213,3340.9721589874698,3336.9355734569467,3405.5581861335991,3489.3200093291557,3532.7154818290619,3560.9732855059683,3590.2405325962136,3579.1391348473385,3538.7707065263166,3537.7615016908253,3537.7615016908253,3581.1575682462135,3715.3859092635662,3867.7863564026256,4101.9496494620989,4501.6726404120145,5317.3760727682402,6402.816667619265,7559.1396109952811,9042.9230195350356,10309.737539072312,10172.339884171121,9436.8904840857704,10243.05903539059,11139.212873083978,9706.6161903542798,11203.876211135612,10821.963845589362,7439.964039187259,4347.2298273274491,2329.977985011195,628.02910989995701,125.60499860335548,72.308579335641099,35.124658653290489,0]
[17.5,3238.0407663662213,3340.9721589874698,3338.9538656128216,3403.5398541413247,3485.2832484968158,3522.6234637169282,3554.9180229417984,3588.2220940880884,3586.2036567142272,3535.7430928827375,3545.835148420831,3533.7246852257144,3572.074626910488,3701.256378978585,3853.6562576103051,4079.7439241730881,4441.1061902351012,5183.0989060051425,6384.6402398621567,7600.5485133060583,8974.2329913350786,10377.426763759357,10826.005176620827,9824.8129729489028,10205.678851617004,11732.310711105787,10110.713595624613,11224.083580838254,11211.959154651177,7649.027514500619,4509.7482288500623,2403.6203471994572,678.4042444537622,146.72942263482432,78.340564620239888,37.13384546983891,0]
[20,3238.0407663662213,3313.7253015026035,3314.7344403925763,3378.3108053542805,3458.0352353215021,3491.3383914951987,3531.7062787204231,3560.9732855059683,3566.019345501199,3517.5774654871407,3517.5774654871407,3501.4303197972408,3531.7062787204231,3644.7387987620305,3798.1456580964609,4035.33283648415,4354.2957201869485,4986.2326773839659,6311.9350472577617,7529.8505241657895,9006.5576453048925,10333.984374644813,11155.378672525758,10459.260594242636,10186.48367523147,12013.209162209045,10587.569243867862,11231.156168823834,11573.676774498914,7939.9079009990901,4610.6942949918785,2443.973286941186,816.45052956695815,161.82018819187493,88.394889005535376,40.147827669756929,0]
[22.5,3238.0407663662213,3333.9081375099486,3331.8898484042343,3386.3840805547347,3464.0903308836155,3507.485490731804,3544.8259415743978,3581.1575682462135,3587.2128752593285,3534.7338889102975,3528.6786711234299,3519.5958639118817,3544.8259415743978,3641.7110958381404,3798.1456580964609,4006.0621589589032,4303.8253093175517,4871.1452290168863,6245.2893554331686,7540.9601644169934,8965.1417033451562,10204.6685782759,11502.948966103619,11179.627415558967,10519.878659120661,12171.848966519568,11864.675700640235,11673.706840081277,11974.812580426089,8589.3766361377238,4878.2119245326594,2500.4685184444229,939.40209717084554,190.99955462404839,105.48980471856567,40.147827669756929,0]
[25,3238.0407663662213,3331.8898484042343,3335.9264278362843,3392.439049575843,3462.0719645204972,3505.4670992590668,3543.8167350149947,3600.3327421286867,3589.2313132004015,3546.8443555542258,3522.6234637169282,3530.697075899885,3560.9732855059683,3638.6833954289509,3795.1178304170576,3976.7916950893487,4249.3179299077219,4758.0795038213982,6080.697752537837,7551.0598515619859,8672.2051838538591,10037.974852824651,11847.49848094303,12010.177848658337,11147.295769877344,12725.588631704539,13107.561839455631,12760.956045322606,12132.441432722351,9021.7098667751598,5076.0834980891423,2579.1604242428725,1050.2739474499635,218.17058371244863,121.58168435931715,45.171626266426578,0]
[27.5,3238.0407663662213,3324.8258461572464,3326.8441309849927,3385.3749201022106,3443.9067202330839,3502.4395142270323,3540.7891170597914,3594.2774130127364,3597.3050762978692,3553.9088135157299,3532.7154818290619,3552.8996043759612,3557.9456529369854,3635.6556975365502,3781.9972717174878,3958.6239291150118,4208.9425431404579,4637.9501134393231,5755.5668041890094,7550.0498822399131,8682.3062804766359,10003.62618486296,11945.510008634525,13065.119816765469,12053.626749159892,13482.472286186448,13905.901177108832,13826.065138223119,12088.99224882063,9190.4063066530653,5010.4619541079201,2573.1071146165109,1107.7304086902423,239.30597047327453,131.64021015674211,45.171626266426578,0]
[30,3238.0407663662213,3282.4421486551114,3288.4969292748942,3340.9721589874698,3400.5123583950576,3451.98015035139,3503.4487089473237,3557.9456529369854,3553.9088135157299,3527.6694691676748,3506.4762948503562,3532.7154818290619,3535.7430928827375,3586.2036567142272,3719.4229277850909,3898.0653129425432,4145.3520950476795,4566.2777509819844,5371.8955934931391,7291.5022269749697,8955.0402830475123,10115.764916663964,11945.510008634525,13796.758353290761,13205.583225327644,13803.832399137136,14469.819254589745,13776.546813702105,11623.186497451594,9102.522142951726,4863.0690181118598,2536.7875567888518,1117.8108010909987,236.28651130948512,129.62844161748095,47.181305740243346,0]
[32.5,3238.0407663662213,3307.6704746132573,3312.7161629196457,3472.1638080776193,3420.6957141171742,3482.2556809374919,3515.5590682194074,3589.2313132004015,3567.0285583565583,3578.1299185742901,3561.9824969338665,3591.2497522754325,3593.2681924837666,3624.5541601641467,3752.7284971760491,3915.2234927308177,4165.5394340137464,4634.9216812481945,5295.1645759534977,7221.81710790944,9635.9008529252787,10611.816722825235,12352.721070887734,14419.288052458856,14993.332771531337,14113.072774430868,14645.669208275498,13634.056302676503,11132.140343196121,9065.1463757445163,5015.5097348437275,2584.2048597748039,1167.2060215705862,226.22192864759808,129.62844161748095,48.186177781824156,0]
[35,3238.0407663662213,3325.8349884181739,3330.8807043093393,3366.2009287061996,3435.8333090220981,3496.3843520086962,3523.6326642297272,3601.3419646376324,3580.148351404674,3612.4434308660921,3617.4895631521481,3651.8034486854785,3705.2933821418915,3711.3488951241502,3814.2941130646404,3957.614611221908,4214.9988265794145,4670.2535128071995,5261.8475053725879,7109.7163721370725,9666.2073628472972,11369.577711620939,13339.984862747797,14619.392643749448,15600.752576472192,14433.436771250073,13399.607075722755,12881.205982485517,10260.233760142675,8798.4697320456107,5151.8017166556638,2599.3382253165205,1134.9476761605938,205.08778640429045,113.53545948863409,47.181305740243346,0]
[37.5,3238.0407663662213,3299.5973893215578,3309.6887490137642,3343.999601333046,3406.5673525779057,3469.13625192982,3498.4027382516956,3568.0377714971692,3560.9732855059683,3600.3327421286867,3646.7572687739848,3684.0991646666803,3786.0343618660531,3809.2477135366616,3864.7584737422349,4005.0528290529305,4316.9475595420645,4694.4812089036886,5205.3099291771987,7041.0429179621424,9919.7755205413705,12064.741609326371,13513.799510649889,14650.722399163318,15065.089922826441,14005.949517555662,11947.530873351294,10598.682664844679,8980.2938551070911,7997.4792521163145,5033.6817874787266,2555.9561480433085,919.24494073234825,173.89382052669683,90.405895411488231,41.152539512670401,0]
[40,3238.0407663662213,3289.5060604614969,3299.5973893215578,3333.9081375099486,3389.4115637145378,3458.0352353215021,3490.3292002664198,3534.7338889102975,3565.0101329311728,3616.4803361320678,3670.9789957976764,3725.4784637734415,3833.4704920251429,3842.5540734313845,3923.297956291331,4115.0712708948076,4488.5498400785627,4908.4978781084819,5432.4734868262967,7425.8246905288588,10456.229700194808,12415.370128168839,13006.509631007455,14006.960110504002,13989.780040292799,12095.054916291532,10639.095202805476,8592.4069348434477,7999.4993070598684,7256.1546192625674,5030.6531074819632,2456.0792991635499,675.38162812523888,134.65792041235557,73.313876394686872,39.143140946941287,0]
[42.5,3238.0407663662213,3292.5334558765348,3303.6339295038551,3327.8532738576073,3394.4573749830192,3458.0352353215021,3493.3567748269197,3523.6326642297272,3575.1022714616588,3656.8496355629795,3727.4969779554799,3771.9045651908464,3846.5912276117856,3898.0653129425432,3996.9781989585704,4254.3648802759171,4667.2250596102003,5056.9017278540005,5809.0809120428139,7907.5873250615196,10601.71359985928,11801.019070137283,12497.218565681385,12701.336747674699,12947.899709095631,11001.804527552735,9265.1590150251213,7017.8152831020798,7302.6115105077142,6779.4840346240635,4924.6504630879353,2279.5393483374469,491.03024332244547,92.416946510646028,53.210843750071625,36.12923810708449,0]
[45,3238.0407663662213,3255.1957742373597,3261.2505044860563,3283.4512779841384,3343.999601333046,3419.6865434996639,3449.9617910516722,3465.0995145057836,3540.7891170597914,3636.6649298875795,3697.2193802140805,3740.6173467292665,3780.9879998528395,3876.8700185844191,4001.0155119708129,4291.7124984294524,4805.5264045701106,5186.1276763022852,5917.1203240706891,7981.3188309288989,9723.7899929746072,11117.995296889803,11467.58522465687,10890.666677711411,11424.138491487367,9866.2326953050506,7726.7965525895606,6351.3169233429635,6317.9937814857003,6116.0391365856531,4642.9975048138995,2171.6044442036855,329.90562278367804,66.277097278608665,43.162036139125405,35.124658653290489,0]
[47.5,3238.0407663662213,3263.2687503988227,3273.3599986520858,3286.4786678298474,3348.0361953860147,3427.7599167627723,3458.0352353215021,3470.1454370192455,3543.8167350149947,3657.8588737735663,3730.5247512758001,3743.6451306733875,3773.9231043401892,3878.8886130695832,4021.2021379983967,4358.333378393635,4894.3644098046971,5334.5395656292712,5965.5872448643468,7782.3463447253953,9168.1826454004386,10300.644990412413,10427.941398105679,9938.970188651756,10127.888097437097,9116.6643651530194,7583.3789410241579,6572.4657931477714,5849.4692443262365,5554.6409501695243,4314.928749218534,1885.1497780941129,262.45638811906474,63.261558950597731,41.152539512670401,34.120107905260866,0]
[50,3238.0407663662213,3272.3508724266408,3285.4695375716028,3289.5060604614969,3345.0087493901683,3431.7966105206992,3473.1729940463779,3480.2373040253706,3554.9180229417984,3675.01596585265,3770.8952960208239,3751.7192331456886,3759.7933529770175,3868.7956511490688,4057.5383196272733,4395.6818935067322,4917.583700636711,5344.6357636820503,5815.1391440494363,7185.4599207383253,8360.0871594047967,9045.9534739902228,9395.4726066345211,8784.3280121488533,8865.1381453776285,8490.3874678986922,7461.1731124923526,6579.5346024408809,5599.0661509630245,5061.9495550903921,3861.730593451693,1653.1935021822549,220.18339253845178,63.261558950597731,46.176455080303917,33.11558670666593,0]
[52.5,3238.0407663662213,3282.4421486551114,3292.5334558765348,3296.5699874218858,3350.0544942360771,3435.8333090220981,3484.2740590183371,3497.3935449847354,3578.1299185742901,3709.3303896992193,3780.9879998528395,3757.774821393813,3764.8396866701923,3865.767767699137,4089.8374207393008,4400.729014518427,4872.1547563210106,5179.0605483595227,5603.1048230840588,6543.1808070779116,7574.2891831796214,8468.1655677128401,8749.9839300174244,7852.0366438123792,7644.9875859837066,7568.2293506699943,6637.0951883849857,6051.4150468682465,5272.9531722155916,4634.9216812481945,3424.7323995605939,1526.1353268228436,249.37110660510621,67.282307497705418,51.200917835379968,32.111095952304076,0]
[55,3238.0407663662213,3249.1410552393327,3265.2869975585818,3260.2413819975268,3303.6339295038551,3386.3840805547347,3450.9709705541231,3479.2281160077923,3552.8996043759612,3702.2656293572104,3747.6821797373254,3721.4414386876538,3724.4692070921024,3821.3590836071703,4052.4916082287345,4353.2863062195684,4779.2791247446994,4885.2786302752147,5224.4922526710543,6003.9571696346466,6680.5184168033893,7499.5515885975146,7888.3970455055478,7290.4922929464219,6838.0562039405704,6545.2004570925847,5611.1821760484499,5260.8379004563467,4696.5001892256942,4098.9215889276575,2974.6726381183794,1315.4038847488816,326.88518973280463,74.319187225450264,50.19598424777044,38.138479987815508,0]
[57.5,3238.0407663662213,3273.3599986520858,3288.4969292748942,3284.4604076229998,3323.8167042023138,3399.5031937445578,3478.2189282826434,3516.5682667086048,3607.3973056218033,3742.6358690867573,3783.0065438512029,3743.6451306733875,3762.8211523815412,3865.767767699137,4096.9028831461083,4438.0778892937269,4756.0604972195861,4776.2506017086444,5023.5861945753186,5820.1876755383619,6491.6799426541165,6954.1921555878771,7333.9195821250241,6585.5935878738183,6080.697752537837,5934.2856466617368,5098.2940593360636,4664.1966083763409,4288.6843010400189,3615.4711093933429,2475.2472736464852,1094.6260356973835,354.07006128064398,85.378465429273547,54.215835334169334,35.124658653290489,0]
[60,3238.0407663662213,3293.5425882996415,3313.7253015026035,3307.6704746132573,3346.0178977514202,3416.659033432592,3495.375159323662,3571.0654126296881,3681.0714292401249,3797.1363819353046,3855.6748399875901,3822.3683661790074,3836.498350107237,3969.7264428924846,4200.8675120995613,4565.2682890729775,4787.3551955438288,4766.1555387837698,4994.3090899180934,5682.869190709489,6459.3658829744691,6892.5893639503784,6825.937782818065,6195.8104373022215,5399.1555614980762,5090.2174804035585,4526.9089022157859,4519.8427347100214,4223.0738846853665,3421.7048850321039,2159.4999245649819,995.84440545096857,359.10453055246012,82.362148335243674,67.282307497705418,36.12923810708449,0]
[62.5,3238.0407663662213,3284.4604076229998,3296.5699874218858,3292.5334558765348,3329.8715605198718,3392.439049575843,3468.1270671336761,3561.9824969338665,3700.2471288748839,3820.3498013016283,3855.6748399875901,3831.4519212976052,3880.9072086041811,4041.3888652634932,4276.5715328577917,4587.4765024940752,4775.2410944562107,4735.8704783544426,4902.4406724218543,5609.1628367177082,6320.013360851799,6847.1450338642753,6253.3675834185169,5546.5636789866312,4746.9749781125865,4177.6518843370968,3719.4229277850909,3860.7213005484641,3992.9408900203002,2963.5733296479984,1968.8629383413631,878.93196250462074,359.10453055246012,81.356733631351972,64.266722767294254,42.157275863478645,0]
[65,3238.0407663662213,3307.6704746132573,3320.7892801743428,3319.7801394442827,3359.1368540832968,3421.7048850321039,3488.3108186834729,3601.3419646376324,3763.8304193906833,3902.1025249406466,3926.3258844083894,3921.2793388434898,4006.0621589589032,4176.642512135435,4420.9175563259923,4671.2629976422304,4826.7262351728968,4814.6120348404938,5038.7295915183267,5711.1403750934896,6339.1993969560863,6907.7375405938164,6322.0329408626185,5189.156448366497,4181.6893755794981,3386.3840805547347,2845.5196500623811,3116.9492037548621,3958.6239291150118,2578.1515383186229,1684.4553724448606,799.31934335512847,355.07694944629657,99.455963666700598,59.241065852707941,48.186177781824156,0]
[67.5,3238.0407663662213,3310.6978866751315,3316.7527190931646,3316.7527190931646,3361.1551596054342,3425.7415716643568,3487.3016283294669,3599.3235199023597,3781.9972717174878,3929.3538148582097,3953.5773422216339,3976.7916950893487,4081.7626214925531,4280.6091184485003,4483.5026193805597,4702.5571353926462,4829.7547900049231,4843.8880709537152,5174.0126057264933,5796.9644669714089,6284.6708152097681,6693.6464251745992,6199.8495179058345,4943.8317264800107,3641.7110958381404,2906.0593998451604,2449.017451437222,2812.223334420547,3586.2036567142272,2495.4242490709221,1436.3942073312103,718.70705826340179,322.85798908042426,86.383928307687412,56.225874000831865,46.176455080303917,0]
[70,3238.0407663662213,3316.7527190931646,3314.7344403925763,3326.8441309849927,3365.1917742812184,3436.8424843879593,3491.3383914951987,3615.4711093933429,3796.1271060421468,3945.5028165811318,3988.9035851601197,4023.2208061775846,4161.5019583864814,4355.3051343881034,4532.9656259914182,4711.6425692530238,4861.0499674783105,4926.6695399353503,5440.5505904235724,6089.7855174560955,6597.7115754413635,6865.3227298529255,6114.0196234186296,4954.936702443285,3529.687873367523,2723.4350976302153,2310.8111732849338,2781.9542981982822,3472.1638080776193,2703.256352860732,1288.1825595230227,641.12626911992743,275.54232167620648,102.47283981975923,51.200917835379968,46.176455080303917,0]
[72.5,3238.0407663662213,3265.2869975585818,3263.2687503988227,3267.3052459645528,3317.7618589035956,3392.439049575843,3437.8516600498579,3562.9917086474275,3741.6266077720375,3889.9909014820973,3944.4935020361077,3988.9035851601197,4151.4082864469929,4379.531145206216,4509.7482288500623,4641.9880261002672,4828.7452715167228,5010.4619541079201,5596.0371487819693,6203.8886011382028,6715.8631132965165,6831.9969906950819,5956.4996671548197,4664.1966083763409,3355.1002466741425,2402.6115323302456,2475.2472736464852,2735.5424162568956,3197.6764009788731,2345.1097898073535,1276.084376499027,646.16370952449347,239.30597047327453,117.55850313942643,58.235984471133037,42.157275863478645,0]
[75,3238.0407663662213,3292.5334558765348,3287.4877983976407,3270.3326209084876,3340.9721589874698,3410.6040213408155,3455.0076915112872,3591.2497522754325,3765.8489542199927,3914.2141859547337,3974.7730503239914,4030.2861527698492,4200.8675120995613,4445.1439280322729,4591.5143710342827,4686.4052962938622,4856.0023445605138,5142.715471402501,5876.7315262260572,6503.7977565053789,7087.4984170789148,7052.1518138836836,6098.8732959224562,4723.7565082862593,3641.7110958381404,2348.1361624916653,2506.5216551096996,2403.6203471994572,2909.086420627918,2058.6316004112473,1192.4084749600293,615.93966653181371,223.20264019194434,124.59915780868042,70.298027302456234,46.176455080303917,0]
[77.5,3238.0407663662213,3255.1957742373597,3243.0863475128813,3250.1501742901582,3299.5973893215578,3379.3199637012572,3422.7140562443738,3559.9640743637965,3729.515493229489,3868.7956511490688,3935.4096827489734,4015.1461395370875,4178.6612567823959,4406.7855673650165,4557.1926018326212,4697.509679711874,4842.878549518322,5241.6554438663125,6003.9571696346466,6595.6919093015831,7229.8965077006815,7044.0726151145336,6065.551507835924,4741.9274750018594,3635.6556975365502,2527.7077482107193,2221.0319283230428,2110.0738435944186,2498.4508094739776,2141.3432723152087,1241.8068171737657,594.78371390751465,307.75643880970762,121.58168435931715,58.235984471133037,44.166819783667599,0]
[80,3238.0407663662213,3299.5973893215578,3281.4330196360124,3282.4421486551114,3333.9081375099486,3406.5673525779057,3457.0260537570985,3604.3696338593627,3778.9694569310227,3907.1490458058179,3980.8289876905201,4063.5943815822534,4245.2803739244173,4481.4837326903198,4631.8932510338445,4739.9084752601148,4924.6504630879353,5435.5023992703182,6186.7225155643473,6776.4544533724456,7513.6910766745796,7154.1524901248204,6223.0742823384471,4847.9261587967367,3686.1176563321983,2833.4118536448932,2594.29376033072,2003.1561117669282,1972.8973985606769,2400.5939038614811,1382.9555061606618,667.32138414895519,284.6021797270547,109.51255827368547,55.220845530457993,50.19598424777044,0]
[82.5,3238.0407663662213,3265.2869975585818,3245.1045821680013,3248.1319365016116,3286.4786678298474,3360.1460066929826,3410.6040213408155,3564.0009206465525,3733.5525270510725,3873.8421288255604,3931.3724364531899,4013.1274754104275,4195.8206255715268,4451.2005415970107,4613.7227113325334,4717.6995348853061,4910.5169483305353,5440.5505904235724,6182.683443516019,6765.346000364224,7513.6910766745796,7170.311146936835,6093.8245284363929,4976.1371800965371,3774.9323743193645,2967.6094370223068,2683.0777585674373,2010.2165441400143,1815.5597304824182,1489.834895146864,1179.3031320662135,623.99926938862291,303.72948230075701,113.53545948863409,52.205871129025049,47.181305740243346,0]
[85,3238.0407663662213,3242.0772306557951,3220.8858492907584,3221.8949595379031,3253.177533320249,3326.8441309849927,3380.3291223492802,3519.5958639118817,3692.1731379515668,3829.433351632465,3877.87931569579,3958.6239291150118,4132.2303773557269,4377.5123058478102,4550.1263872239715,4684.3863203128221,4893.3548779132107,5473.8687691935356,6282.6512471596525,6802.710869108204,7533.8903914547045,7415.7251722365127,6072.619750667237,5037.7200303060945,3768.876758490404,2740.5871481645768,2369.3208801078295,1753.031813170915,1768.1593337492909,1498.9099210598927,998.86819238794283,593.77630613486906,201.06247565441669,69.292772726876819,60.246164270520133,46.176455080303917,0]
[87.5,3238.0407663662213,3224.9222921734067,3197.6764009788731,3190.6126891880594,3225.9314036829323,3291.5243237624195,3347.0270464167361,3488.3108186834729,3645.7480336284634,3756.7655560083704,3790.0714563151123,3851.6376762893201,4004.0434994010784,4234.1771147614481,4414.8609840939471,4600.5995882153038,4801.4883521786051,5485.9845208604738,6347.2777453123035,6700.7153634163196,7338.9692836149088,7099.6172930444491,5814.1294382769602,4848.9356812826327,3686.1176563321983,2757.7393059397168,2387.4793601709548,1533.1938449098943,1503.9516258616848,1351.6998585572758,1025.0747259772024,576.65063763657156,261.44980443871583,57.230920419256371,43.162036139125405,44.166819783667599,0]
[90,3238.0407663662213,3227.9496276479276,3195.6581960179255,3188.5944886872308,3215.840302794591,3266.2961216058384,3329.8715605198718,3484.2740590183371,3615.4711093933429,3689.1453959006653,3690.1546429752379,3726.4877207279237,3856.6841315721699,4039.3701879957171,4159.4832220400731,4385.587668857911,4623.8174468029938,5459.733759445754,6242.2600226291624,6704.7547600426697,7017.8152831020798,6437.1500605755518,5444.5891467155971,4328.05103316855,3161.3489071574204,2266.4254844400321,1845.8159513762348,1345.6504612583315,1073.4577650593887,854.74505697644986,589.74669214800133,270.50919518025506,120.57587641098782,57.230920419256371,51.200917835379968,40.147827669756929,0]
[92.5,3238.0407663662213,3219.876739359448,3181.5307969891501,3165.3852748530717,3201.7128147175085,3232.9951930738225,3289.5060604614969,3409.5948537024033,3514.5498700196258,3558.9548635074461,3538.7707065263166,3555.927232654084,3642.7203298667955,3779.9787282573307,3873.8421288255604,4026.2488103434507,4333.0980760468683,5247.7130541725755,6031.2201598763195,6244.2795776686917,5994.8695336759274,5566.7568789395045,5328.4818559580326,3767.8674901301706,2777.9184514829271,2064.6835629810971,1649.1597552543581,1103.6982773426655,916.22140511708278,589.74669214800133,341.98762877226108,131.64021015674211,73.313876394686872,43.162036139125405,40.147827669756929,41.152539512670401,0]
[95,3238.0407663662213,3217.858520444744,3176.4853125092473,3158.3216347639709,3196.6672983392878,3194.6490940148933,3243.0863475128813,3325.8349884181739,3401.5215233447389,3423.723227753901,3393.4482121295305,3407.5765193208617,3474.1821803080875,3555.927232654084,3623.5449311767566,3743.6451306733875,4037.351511735772,4890.326283487303,5397.1362998850373,5957.5093973278435,5383.0014897417959,4966.0417032701798,4441.1061902351012,3546.8443555542258,2482.3091964232399,1615.8817214250384,1192.4084749600293,1050.2739474499635,891.02566578692733,672.35902531066267,470.88634737729012,311.78344796045536,57.230920419256371,44.166819783667599,38.138479987815508,40.147827669756929,0]
[97.5,3238.0407663662213,3243.0863475128813,3196.6672983392878,3173.4580256634567,3194.6490940148933,3194.6490940148933,3207.7674448553116,3260.2413819975268,3309.6887490137642,3302.6247939961249,3269.3234956159708,3266.2961216058384,3322.8075625534552,3405.5581861335991,3456.0168724869995,3522.6234637169282,3751.7192331456886,4448.172233784836,4994.3090899180934,5626.3272441518729,4934.7458555880539,4525.8994490399446,3702.2656293572104,2961.5552780196167,1674.3708343141161,1065.3937712079951,816.45052956695815,604.85788491463472,433.62243854303483,354.07006128064398,204.08145125625859,137.67569823504508,57.230920419256371,39.143140946941287,38.138479987815508,40.147827669756929,0]
[100,3238.0407663662213,3243.0863475128813,3209.78565743934,3164.3761824468479,3157.3125446101944,3155.294365269292,3124.0127509005588,3146.2125742055837,3164.3761824468479,3115.9401268957549,3074.5682579705749,3053.3780034327197,3092.7314494525613,3130.0672325829137,3173.4580256634567,3205.7492335397906,3437.8516600498579,3979.8196641565773,4410.8232738832476,4590.5049035665306,4118.0993433200701,3539.7799116493329,2848.5466072171685,1957.7682153740088,1036.1623080703848,655.23120091604528,520.24035054929641,320.84440753413026,219.17698581717505,161.82018819187493,93.422488515161888,64.266722767294254,54.215835334169334,42.157275863478645,37.13384546983891,44.166819783667599,0]
[102.5,3238.0407663662213,3254.1866536225034,3234.004307103377,3150.2489225607173,3130.0672325829137,3100.8040132431129,3049.3417810987025,3035.2150450060817,3044.2965106873748,2951.4650405027951,2900.0053677325118,2857.627497947914,2870.744390985134,2880.8343494628666,2860.6544679356371,2883.8613438961529,3103.8312300802768,3631.6187709319765,3879.8979107057357,3720.4321830996155,3479.2281160077923,2490.3799898837433,2017.2770012866408,1254.912832585775,590.7540930733503,387.29883465531185,335.94657151454635,206.09412648536997,123.59332512567987,89.400386559498514,70.298027302456234,55.220845530457993,44.166819783667599,38.138479987815508,37.13384546983891,40.147827669756929,0]
[105,3238.0407663662213,3213.8220864097789,3215.840302794591,3092.7314494525613,3052.3689473492441,2987.7900560031849,2915.1404716299503,2857.627497947914,2893.9513482455864,2769.8467756333343,2694.1759667401593,2610.4360826839252,2680.0509824716059,2547.8851446854642,2507.5305126413173,2521.6545605864412,2653.8190664364888,2929.266639435391,2879.825352024357,2633.6408456181302,2371.3384821575992,1583.6127666073498,926.29989574785589,507.14595626443844,330.91243995228746,247.35804637556123,178.92475133337754,110.51826994484387,89.400386559498514,69.292772726876819,55.220845530457993,41.152539512670401,41.152539512670401,30.102209640499385,37.13384546983891,38.138479987815508,0]
[107.5,3238.0407663662213,3234.004307103377,3243.0863475128813,3087.6861077692765,3025.1245594225188,2933.3026998939999,2834.4208347085473,2739.5782010403482,2745.6318893490893,2617.4983801075382,2538.8052964415742,2440.9467932343514,2340.0658440062871,2273.4867863779655,2161.5173398079901,2105.0304305244067,2069.7268786622876,2256.3379483855174,2035.4325756730479,1734.8789607183505,1317.4203017417269,903.11953305778582,533.33507413241443,360.11143289997989,241.3189644239616,176.9123618266558,140.69354214646376,86.383928307687412,65.271902290436884,57.230920419256371,49.191070759971105,42.157275863478645,38.138479987815508,33.11558670666593,29.097816174642574,34.120107905260866,0]
[110,3238.0407663662213,3241.0681141124887,3248.1319365016116,3069.5229459997654,3007.9708111570758,2862.6724497053051,2758.7482597224889,2634.6497530007728,2559.9916592749919,2470.2030554113535,2374.3648884472714,2259.3642044803632,2135.2910890117496,2015.2597252933201,1859.9356911850903,1678.4046423055361,1541.2607624665918,1695.5484340384025,1478.7432718374282,1086.561883942285,786.21927157197922,587.73189545758112,479.95099617070338,277.55559808638526,185.96829104052892,137.67569823504508,107.50116269711758,70.298027302456234,61.251279440887508,50.19598424777044,43.162036139125405,40.147827669756929,39.143140946941287,30.102209640499385,35.124658653290489,37.13384546983891,0]
[112.5,3238.0407663662213,3216.8494114615514,3241.0681141124887,3029.1607496273523,2959.5372277649926,2781.9542981982822,2662.8993158797643,2510.5570876684474,2399.5850902622833,2292.6532876025276,2173.621870706746,2043.5017718612796,1911.3727858198192,1752.0233164234205,1558.4031020534044,1272.0516742341567,1127.8912843077392,1190.3922589553699,1025.0747259772024,743.89747198798739,568.59167442682008,463.83618533351046,386.29185899410305,207.1004714754566,135.66383892015347,104.48414005107793,84.37301438003783,60.246164270520133,49.191070759971105,45.171626266426578,34.120107905260866,36.12923810708449,33.11558670666593,30.102209640499385,31.106636592896205,35.124658653290489,0]
[115,3238.0407663662213,3247.122818077085,3265.2869975585818,3026.1336064696548,2930.275654029515,2748.6587385055973,2630.614125787446,2436.9114741241037,2291.6445203777212,2159.4999245649819,2023.3288413501423,1882.1240697869928,1718.7432511089901,1494.8765694134015,1299.2726603707636,1044.226078658143,849.7062037512211,793.27312951172269,681.426874236142,582.69493397084909,504.12422061952947,370.18060979006805,273.5290599615526,149.7474565561628,106.49547896400243,89.400386559498514,68.287532720608553,60.246164270520133,48.186177781824156,38.138479987815508,35.124658653290489,35.124658653290489,30.102209640499385,24.076394620737908,31.106636592896205,35.124658653290489,0]
[117.5,3238.0407663662213,3180.5216994532811,3197.6764009788731,2935.3207322042272,2806.1695010255689,2638.6853863895117,2529.7254806385945,2284.5831622360674,2118.1433295430343,1971.8887827325018,1823.6280071456438,1677.3961893988017,1483.7849085304433,1194.4246943704641,1042.2101301603341,883.9709854667052,584.70971336682805,542.40084064130906,493.044678893796,442.68634818412619,385.28488595522572,280.57554002346535,193.0120973286374,107.50116269711758,90.405895411488231,71.303296239406109,58.235984471133037,45.171626266426578,43.162036139125405,36.12923810708449,35.124658653290489,34.120107905260866,27.089134400918912,28.093457349309364,29.097816174642574,31.106636592896205,0]
[120,3238.0407663662213,3219.876739359448,3225.9314036829323,2925.2305845322676,2771.8646923954316,2621.5339871853307,2501.4773735396752,2203.8834917594522,2017.2770012866408,1843.7988544784041,1692.5230463933431,1533.1938449098943,1271.0435006619564,978.70978688561252,813.42735274831409,765.05807938825171,491.03024332244547,426.57286170170653,420.53045982902728,325.87838489895006,321.85119673416409,270.50919518025506,166.85076266433626,97.444763521530547,66.277097278608665,66.277097278608665,61.251279440887508,52.205871129025049,41.152539512670401,35.124658653290489,34.120107905260866,33.11558670666593,30.102209640499385,25.080601549217004,26.08484865749011,31.106636592896205,0]
[122.5,3238.0407663662213,3160.3398160376901,3154.285276082383,2838.4567625500113,2665.9260725731801,2510.5570876684474,2354.1889195451522,2065.6922251337533,1866.9956012970247,1696.5568977856435,1535.2105703325963,1342.625772789228,1056.3218510332676,772.11174593380383,620.97690605782327,610.90246816001093,469.8791748777619,348.02879264334069,447.721933898185,282.58885271036019,261.44980443871583,175.90617563268231,120.57587641098782,78.340564620239888,54.215835334169334,52.205871129025049,47.181305740243346,41.152539512670401,38.138479987815508,37.13384546983891,34.120107905260866,31.106636592896205,27.089134400918912,23.072229545451361,29.097816174642574,29.097816174642574,0]
[125,3238.0407663662213,3178.5035053411807,3154.285276082383,2823.3220627711585,2630.614125787446,2460.1146498324629,2233.136786771614,1967.854324576324,1752.0233164234205,1572.5204644301359,1398.0794609630132,1138.979919772223,856.76060658544282,622.99181331659202,471.89352202889989,457.79327444158969,373.20141655675388,312.79020839351324,418.51634508443101,365.14598667045368,213.13864318787526,147.73542711369169,85.378465429273547,69.292772726876819,55.220845530457993,50.19598424777044,42.157275863478645,38.138479987815508,34.120107905260866,33.11558670666593,28.093457349309364,28.093457349309364,25.080601549217004,22.068108142325048,26.08484865749011,34.120107905260866,0]
[127.5,3238.0407663662213,3176.4853125092473,3132.0853957447089,2790.0260091677228,2585.2137480622528,2383.4441304186876,2112.0912121959464,1874.0555380789974,1634.0332922559537,1440.4273984006345,1226.6846634991973,945.44932878769396,693.51752672087775,499.08803480791187,375.21530131745635,333.93290978257897,272.52243464871941,273.5290599615526,395.35473353973106,243.33197514986256,142.70547410211842,143.71145073160676,88.394889005535376,57.230920419256371,54.215835334169334,46.176455080303917,40.147827669756929,38.138479987815508,34.120107905260866,31.106636592896205,28.093457349309364,25.080601549217004,25.080601549217004,20.060004479273225,25.080601549217004,31.106636592896205,0]
[130,3238.0407663662213,3175.4762165736051,3110.8947474991692,2756.7303525257171,2555.9561480433085,2305.7673018050245,2031.3979895549858,1781.2699562104763,1527.143684556321,1320.4449330105424,1056.3218510332676,766.06574207388098,582.69493397084909,411.46702004179934,302.72275148002575,264.46956703503446,229.24125736189183,197.0372454153181,309.76993684768291,188.98703310439885,108.50685582932681,95.433604846914434,76.329849463361882,57.230920419256371,56.225874000831865,41.152539512670401,40.147827669756929,35.124658653290489,32.111095952304076,34.120107905260866,30.102209640499385,30.102209640499385,27.089134400918912,21.064032395764698,26.08484865749011,28.093457349309364,0]
[132.5,3238.0407663662213,3177.4944087651411,3094.7495884289274,2720.4082763658648,2510.5570876684474,2222.0406640147612,1943.6477497596934,1672.3539339575655,1417.236704793469,1189.3841522320038,897.07257906215705,656.23870772958219,482.97258393675241,333.93290978257897,235.28003346324601,230.24770912114909,307.75643880970762,162.82629074089672,172.88765168108893,155.78370551195141,80.351331340225968,72.308579335641099,63.261558950597731,55.220845530457993,52.205871129025049,39.143140946941287,34.120107905260866,34.120107905260866,32.111095952304076,27.089134400918912,30.102209640499385,29.097816174642574,25.080601549217004,18.052101952375242,26.08484865749011,29.097816174642574,0]
[135,3238.0407663662213,3165.3852748530717,3082.6407743219434,2689.1313209885525,2476.2561185264826,2150.4215792964283,1845.8159513762348,1575.5456300224012,1325.4860004982527,1058.3378265913834,746.92037948002371,567.58431201598387,401.3967655095604,271.5158130503724,203.07512106555058,210.11953566284186,318.83083861221496,241.3189644239616,128.62256901424442,92.416946510646028,74.319187225450264,55.220845530457993,53.210843750071625,46.176455080303917,40.147827669756929,39.143140946941287,34.120107905260866,33.11558670666593,31.106636592896205,29.097816174642574,25.080601549217004,31.106636592896205,32.111095952304076,21.064032395764698,23.072229545451361,31.106636592896205,0]
[137.5,3238.0407663662213,3174.4671209583034,3099.7949416200131,2664.9171532937371,2442.9644552893333,2087.8829165535226,1766.1423235108944,1494.8765694134015,1221.6439868802856,928.31560705822335,658.25372599006528,492.03746007824526,341.98762877226108,228.23481001690109,192.00582334211265,231.25416527541577,325.87838489895006,307.75643880970762,132.64610597383572,82.362148335243674,65.271902290436884,55.220845530457993,47.181305740243346,45.171626266426578,38.138479987815508,39.143140946941287,34.120107905260866,37.13384546983891,34.120107905260866,35.124658653290489,30.102209640499385,31.106636592896205,28.093457349309364,23.072229545451361,26.08484865749011,31.106636592896205,0]
[140,3238.0407663662213,3208.7765509888081,3127.0399902778909,2672.9885182016455,2439.9379628315669,2044.5104236255195,1702.6076928325283,1418.2449879814724,1131.9235028409682,820.48144938076518,594.78371390751465,433.62243854303483,289.63555930121174,215.15140531108909,176.9123618266558,209.1131760876558,390.31977730506173,279.56888908570443,123.59332512567987,76.329849463361882,58.235984471133037,53.210843750071625,47.181305740243346,44.166819783667599,37.13384546983891,40.147827669756929,35.124658653290489,34.120107905260866,37.13384546983891,33.11558670666593,24.076394620737908,32.111095952304076,29.097816174642574,25.080601549217004,23.072229545451361,32.111095952304076,0]
[142.5,3238.0407663662213,3208.7765509888081,3100.8040132431129,2627.5874094357528,2385.4617444424284,1966.8457113277279,1628.9911689455628,1321.4531449723431,1024.0667698902078,719.71465807976961,529.30589383410154,369.17367966376946,251.38418306924891,213.13864318787526,183.95582347890559,184.96205452537305,286.61552097237734,267.48936407825727,114.54120724389411,73.313876394686872,61.251279440887508,50.19598424777044,45.171626266426578,40.147827669756929,36.12923810708449,37.13384546983891,35.124658653290489,34.120107905260866,35.124658653290489,32.111095952304076,30.102209640499385,33.11558670666593,26.08484865749011,22.068108142325048,27.089134400918912,31.106636592896205,0]
[145,3238.0407663662213,3236.0225361060625,3096.7677287200486,2623.5517930521637,2369.3208801078295,1915.4071267251618,1564.4533846379861,1244.8312700569572,939.40209717084554,660.26875041270193,470.88634737729012,316.81728239424859,230.24770912114909,195.02466099770112,192.00582334211265,179.93095458195256,321.85119673416409,374.20835758368617,122.58750062023773,71.303296239406109,60.246164270520133,51.200917835379968,48.186177781824156,38.138479987815508,36.12923810708449,41.152539512670401,37.13384546983891,38.138479987815508,38.138479987815508,33.11558670666593,34.120107905260866,36.12923810708449,27.089134400918912,24.076394620737908,25.080601549217004,32.111095952304076,0]
[147.5,3238.0407663662213,3252.1684133307076,3066.4957627930094,2604.3827000822243,2348.1361624916653,1864.9784813963506,1507.9850018626923,1178.2950347724434,862.80728378953188,605.86531128107947,424.55871818329314,279.56888908570443,205.08778640429045,202.06879585668304,180.93716345181977,179.93095458195256,272.52243464871941,341.98762877226108,129.62844161748095,69.292772726876819,56.225874000831865,54.215835334169334,47.181305740243346,41.152539512670401,36.12923810708449,43.162036139125405,38.138479987815508,39.143140946941287,40.147827669756929,38.138479987815508,30.102209640499385,37.13384546983891,32.111095952304076,30.102209640499385,28.093457349309364,31.106636592896205,0]
[150,3238.0407663662213,3239.0498819676009,2996.8713790258439,2556.9650252548881,2284.5831622360674,1792.363635156662,1422.2781278895166,1106.7223744766704,786.21927157197922,553.48142726268577,383.27094777186403,256.41694440954058,196.03095062626178,176.9123618266558,172.88765168108893,173.89382052669683,266.48276126055515,317.82405891022592,110.51826994484387,62.256411089425562,51.200917835379968,47.181305740243346,49.191070759971105,39.143140946941287,36.12923810708449,42.157275863478645,38.138479987815508,38.138479987815508,39.143140946941287,40.147827669756929,33.11558670666593,39.143140946941287,36.12923810708449,22.068108142325048,27.089134400918912,33.11558670666593,0]
[152.5,3238.0407663662213,3257.2140164045495,2980.7268238231582,2543.8496525794189,2284.5831622360674,1755.0488084043577,1383.9637646935635,1057.3298383323311,739.86694776308775,517.21853772302381,352.05629353891283,241.3189644239616,200.05616048375992,186.97453299484269,181.94337791178063,163.83239950048687,182.94959793098093,244.33848676014631,93.422488515161888,60.246164270520133,53.210843750071625,52.205871129025049,48.186177781824156,44.166819783667599,35.124658653290489,46.176455080303917,40.147827669756929,40.147827669756929,38.138479987815508,38.138479987815508,34.120107905260866,36.12923810708449,31.106636592896205,22.068108142325048,27.089134400918912,38.138479987815508,0]
[155,3238.0407663662213,3291.5243237624195,2959.5372277649926,2540.8230376963083,2286.6006909117309,1720.7602065632027,1348.6751565194156,1000.884055427933,701.57807892996118,487.00139698135308,341.98762877226108,235.28003346324601,198.04354533856682,186.97453299484269,226.22192864759808,210.11953566284186,139.68758692140284,134.65792041235557,77.335200513321496,58.235984471133037,50.19598424777044,52.205871129025049,50.19598424777044,43.162036139125405,35.124658653290489,42.157275863478645,43.162036139125405,43.162036139125405,45.171626266426578,38.138479987815508,31.106636592896205,37.13384546983891,33.11558670666593,23.072229545451361,28.093457349309364,33.11558670666593,0]
[157.5,3238.0407663662213,3311.7070246437925,2914.1314622566638,2519.6368346024183,2240.1979844941325,1657.2272589425841,1296.2480779996804,961.57546801245155,656.23870772958219,460.81471999188301,320.84440753413026,229.24125736189183,198.04354533856682,183.95582347890559,221.18980385521934,351.04941397916343,183.95582347890559,112.5297206338733,77.335200513321496,57.230920419256371,45.171626266426578,46.176455080303917,45.171626266426578,41.152539512670401,34.120107905260866,42.157275863478645,40.147827669756929,39.143140946941287,39.143140946941287,39.143140946941287,35.124658653290489,38.138479987815508,33.11558670666593,25.080601549217004,25.080601549217004,29.097816174642574,0]
[160,3238.0407663662213,3305.6522014430439,2860.6544679356371,2485.3357409034811,2188.7526289854109,1631.0080164014964,1252.8965135862265,911.18220125834318,626.01418640486224,439.66502418123878,303.72948230075701,218.17058371244863,198.04354533856682,187.9807803590999,208.10682135074404,318.83083861221496,236.28651130948512,118.56428573008029,94.428041332223657,55.220845530457993,43.162036139125405,43.162036139125405,45.171626266426578,41.152539512670401,39.143140946941287,40.147827669756929,43.162036139125405,40.147827669756929,36.12923810708449,40.147827669756929,30.102209640499385,35.124658653290489,31.106636592896205,20.060004479273225,25.080601549217004,27.089134400918912,0]
[162.5,3238.0407663662213,3341.9813061316086,2845.5196500623811,2516.6102486533723,2181.6915954075671,1621.9322225146773,1214.5870745396398,891.02566578692733,608.88760041014177,426.57286170170653,284.6021797270547,224.20906517072982,196.03095062626178,190.99955462404839,212.13226923574965,362.12524602494449,330.91243995228746,126.61084744487482,88.394889005535376,58.235984471133037,42.157275863478645,40.147827669756929,39.143140946941287,35.124658653290489,39.143140946941287,40.147827669756929,38.138479987815508,41.152539512670401,36.12923810708449,34.120107905260866,31.106636592896205,34.120107905260866,29.097816174642574,16.044422974417238,23.072229545451361,26.08484865749011,0]
[165,3238.0407663662213,3345.0087493901683,2829.3759329809595,2552.9295187961343,2138.3171785243935,1584.6211615713846,1218.6195908767722,853.73728395177477,591.76149571488634,407.43888834111851,277.55559808638526,226.22192864759808,198.04354533856682,190.99955462404839,196.03095062626178,265.47616224135629,353.06317597546882,126.61084744487482,76.329849463361882,56.225874000831865,43.162036139125405,37.13384546983891,39.143140946941287,35.124658653290489,36.12923810708449,38.138479987815508,37.13384546983891,38.138479987815508,37.13384546983891,37.13384546983891,32.111095952304076,34.120107905260866,26.08484865749011,18.052101952375242,22.068108142325048,26.08484865749011,0]
[167.5,3238.0407663662213,3385.3749201022106,2811.2143612831978,2609.4271846089255,2095.9523174376363,1580.5875855657075,1178.2950347724434,841.64410075501223,573.62851316240085,395.35473353973106,270.50919518025506,225.21549466265694,202.06879585668304,192.00582334211265,181.94337791178063,185.96829104052892,210.11953566284186,113.53545948863409,73.313876394686872,53.210843750071625,44.166819783667599,38.138479987815508,34.120107905260866,31.106636592896205,33.11558670666593,34.120107905260866,32.111095952304076,37.13384546983891,34.120107905260866,32.111095952304076,25.080601549217004,31.106636592896205,26.08484865749011,21.064032395764698,18.052101952375242,22.068108142325048,0]
[170,3238.0407663662213,3378.3108053542805,2786.9991148167296,2637.6764774638991,2093.9349643022947,1540.2523954607502,1161.1575132111223,826.52786616586718,565.56959255578886,383.27094777186403,265.47616224135629,227.22836710560355,199.04985036997184,192.00582334211265,175.90617563268231,164.83851443258101,147.73542711369169,108.50685582932681,63.261558950597731,50.19598424777044,38.138479987815508,35.124658653290489,32.111095952304076,31.106636592896205,28.093457349309364,34.120107905260866,33.11558670666593,33.11558670666593,30.102209640499385,28.093457349309364,21.064032395764698,28.093457349309364,23.072229545451361,9.0197967621976929,17.048232921663399,23.072229545451361,0]
[172.5,3238.0407663662213,3395.4665381362438,2803.1425892189659,2672.9885182016455,2088.8915899626568,1536.2189340366481,1127.8912843077392,794.28082863136376,553.48142726268577,390.31977730506173,274.53568897522905,228.23481001690109,203.07512106555058,188.98703310439885,173.89382052669683,153.77159610801158,130.63432201828778,109.51255827368547,68.287532720608553,49.191070759971105,39.143140946941287,35.124658653290489,31.106636592896205,28.093457349309364,34.120107905260866,36.12923810708449,30.102209640499385,29.097816174642574,26.08484865749011,26.08484865749011,20.060004479273225,26.08484865749011,18.052101952375242,11.02640849775289,13.03338714150617,19.056026783849234,0]
[175,3238.0407663662213,3393.4482121295305,2792.0439405578245,2669.9617535039465,2042.493120594404,1521.0935481479901,1120.8349365574829,775.13476562306744,545.42279657635379,398.375738081294,285.60884857740479,238.29947983255269,207.1004714754566,186.97453299484269,173.89382052669683,155.78370551195141,132.64610597383572,122.58750062023773,72.308579335641099,51.200917835379968,32.111095952304076,33.11558670666593,33.11558670666593,25.080601549217004,25.080601549217004,32.111095952304076,29.097816174642574,29.097816174642574,26.08484865749011,26.08484865749011,18.052101952375242,26.08484865749011,23.072229545451361,10.023052380778998,13.03338714150617,16.044422974417238,0]
[177.5,3238.0407663662213,3390.4207253682539,2788.008079235663,2680.0509824716059,1989.0353216905689,1480.7599244572896,1093.6180134733102,765.05807938825171,535.34967569936532,421.53752081806556,285.60884857740479,237.29299343863059,204.08145125625859,186.97453299484269,170.87533157355321,153.77159610801158,125.60499860335548,110.51826994484387,67.282307497705418,45.171626266426578,35.124658653290489,37.13384546983891,33.11558670666593,25.080601549217004,23.072229545451361,27.089134400918912,24.076394620737908,27.089134400918912,25.080601549217004,24.076394620737908,15.040675804218308,22.068108142325048,20.060004479273225,4.0055490228453374,12.029855959070284,14.036995597894803,0]
[180,3238.0407663662213,3439.8700122614036,2822.3130856628791,2741.5960956598783,1992.0611968716976,1490.8432286384764,1079.50580018799,753.97387774006802,529.30589383410154,436.64372091979766,298.69586175506231,241.3189644239616,210.11953566284186,189.99329120214583,171.8814886853159,149.7474565561628,123.59332512567987,100.46157902783952,66.277097278608665,40.147827669756929,34.120107905260866,37.13384546983891,34.120107905260866,29.097816174642574,23.072229545451361,29.097816174642574,29.097816174642574,29.097816174642574,26.08484865749011,29.097816174642574,11.02640849775289,23.072229545451361,20.060004479273225,3.0032976479526123,11.02640849775289,17.048232921663399,0]
[null,"Z - MH 400W Type IV Very Short"]
[null,"Generic"]
[null,"MH"]
[null,"NA"]
[null,462]
[null,"TYPE IV, VERY SHORT, FULL CUTOFF"]
[]
[null,37]
[null,73]
[null,0,2.5,5,7.5,10,12.5,15,17.5,20,22.5,25,27.5,30,32.5,35,37.5,40,42.5,45,47.5,50,52.5,55,57.5,60,62.5,65,67.5,70,72.5,75,77.5,80,82.5,85,87.5,90]
[0,3238.0407663662213,3433.8149591788101,3436.8424843879593,3528.6786711234299,3635.6556975365502,3702.2656293572104,3730.5247512758001,3776.9509150863328,3742.6358690867573,3722.4506945491366,3707.311885371606,3727.4969779554799,3786.0343618660531,3932.3817476389963,4062.5850372965883,4281.6185154407831,4677.3199112274579,6033.23964553936,6667.3904342044798,7256.1546192625674,9983.4211410741846,10241.038481427815,9352.0345408937028,8996.4561784697707,9781.3729637598262,10760.333734501834,10104.652013705367,11395.84768416796,11008.876974256666,6861.2832376957213,3975.7823725786798,2139.3258759796122,448.72905785103239,123.59332512567987,60.246164270520133,23.072229545451361,0]
[2.5,3238.0407663662213,3362.1643128205847,3360.1460066929826,3442.8975427968107,3544.8259415743978,3594.2774130127364,3625.5633894322618,3663.9143088761448,3621.5264740444818,3605.3788574979831,3592.2589722379721,3621.5264740444818,3693.1823858531711,3843.5633615794063,3995.9688713419082,4231.1489582164759,4648.0449016700122,5988.8111173478364,6604.7804117932392,7312.7108738254583,9944.0214232598246,10136.980492531611,9232.8334452878498,9023.7301648930024,9761.1683739384025,10723.962031000538,10013.728722050846,11409.993079068141,10643.136465045618,6688.597188138915,3852.6469668177406,2086.8742436312004,405.42483738535867,114.54120724389411,54.215835334169334,17.048232921663399,0]
[5,3238.0407663662213,3354.0910955797053,3348.0361953860147,3429.778263048453,3530.697075899885,3576.1114868813684,3608.4065301068449,3643.729564174781,3602.3511874291048,3583.1760027816035,3575.1022714616588,3599.3235199023597,3660.886590074073,3811.2662725469077,3975.7823725786798,4219.0363537024095,4633.9122042903655,5900.9647717781218,6594.6820764633694,7367.2476760360314,9809.6594595355527,10134.95995958403,9246.9758681590611,8954.0301416436087,9822.7925031439427,10525.94048483386,9869.2634135261505,11253.384331446176,10484.518078739004,6831.9969906950819,3926.3258844083894,2117.1346421175112,443.69346076982475,111.52399075900288,53.210843750071625,21.064032395764698,0]
[7.5,3238.0407663662213,3381.3382812982859,3377.3016473084622,3457.0260537570985,3553.9088135157299,3591.2497522754325,3625.5633894322618,3666.9420301777145,3635.6556975365502,3608.4065301068449,3599.3235199023597,3617.4895631521481,3681.0714292401249,3835.4890638145271,3987.8942595827593,4232.158343490989,4646.0259422701529,5795.9547643567348,6624.9771287026288,7457.1332843569489,9682.3708736386325,10199.61721306931,9414.6662345315381,9008.5779400304764,9997.5646674418786,10473.404778063201,9794.5059695072232,11295.820036360961,10475.425377310214,7049.1221132611045,4021.2021379983967,2214.9795237913791,477.93661487693021,104.48414005107793,48.186177781824156,24.076394620737908,0]
[10,3238.0407663662213,3357.118549772621,3353.0819447885815,3426.7507440651152,3519.5958639118817,3558.9548635074461,3601.3419646376324,3630.6095399811061,3605.3788574979831,3573.0838414761388,3566.019345501199,3582.1667853718809,3649.7849758844204,3788.0529085533103,3946.512131384105,4189.7643697436752,4587.4765024940752,5612.1918459860726,6556.3085432968119,7437.9441305913242,9416.6866186907919,10152.134502457309,9529.828820056804,9016.6591234581592,10020.800504141236,10398.642880333829,9586.400424972453,11139.212873083978,10346.107813752196,7120.8253756905469,4072.6784914164377,2224.0581367704171,514.19674253383948,108.50685582932681,50.19598424777044,27.089134400918912,0]
[12.5,3238.0407663662213,3368.2192384627729,3361.1551596054342,3432.8057847015652,3523.6326642297272,3572.074626910488,3596.2958549198647,3632.6280021630378,3613.4526567602729,3573.0838414761388,3582.1667853718809,3577.1207025856024,3634.6464654654005,3772.9138346306581,3928.3445044491859,4159.4832220400731,4581.4197063420515,5531.4188272044694,6508.8468522694202,7573.2792107582418,9252.0267387085496,10281.449636247857,9749.0456400941875,9241.9250003656853,10201.637758852106,10639.095202805476,9557.104373523809,11251.363587575803,10552.208436531824,7317.7605607107762,4168.5675432999715,2279.5393483374469,557.51078666996455,115.54696382165466,57.230920419256371,27.089134400918912,0]
[15,3238.0407663662213,3340.9721589874698,3336.9355734569467,3405.5581861335991,3489.3200093291557,3532.7154818290619,3560.9732855059683,3590.2405325962136,3579.1391348473385,3538.7707065263166,3537.7615016908253,3537.7615016908253,3581.1575682462135,3715.3859092635662,3867.7863564026256,4101.9496494620989,4501.6726404120145,5317.3760727682402,6402.816667619265,7559.1396109952811,9042.9230195350356,10309.737539072312,10172.339884171121,9436.8904840857704,10243.05903539059,11139.212873083978,9706.6161903542798,11203.876211135612,10821.963845589362,7439.964039187259,4347.2298273274491,2329.977985011195,628.02910989995701,125.60499860335548,72.308579335641099,35.124658653290489,0]
[17.5,3238.0407663662213,3340.9721589874698,3338.9538656128216,3403.5398541413247,3485.2832484968158,3522.6234637169282,3554.9180229417984,3588.2220940880884,3586.2036567142272,3535.7430928827375,3545.835148420831,3533.7246852257144,3572.074626910488,3701.256378978585,3853.6562576103051,4079.7439241730881,4441.1061902351012,5183.0989060051425,6384.6402398621567,7600.5485133060583,8974.2329913350786,10377.426763759357,10826.005176620827,9824.8129729489028,10205.678851617004,11732.310711105787,10110.713595624613,11224.083580838254,11211.959154651177,7649.027514500619,4509.7482288500623,2403.6203471994572,678.4042444537622,146.72942263482432,78.340564620239888,37.13384546983891,0]
[20,3238.0407663662213,3313.7253015026035,3314.7344403925763,3378.3108053542805,3458.0352353215021,3491.3383914951987,3531.7062787204231,3560.9732855059683,3566.019345501199,3517.5774654871407,3517.5774654871407,3501.4303197972408,3531.7062787204231,3644.7387987620305,3798.1456580964609,4035.33283648415,4354.2957201869485,4986.2326773839659,6311.9350472577617,7529.8505241657895,9006.5576453048925,10333.984374644813,11155.378672525758,10459.260594242636,10186.48367523147,12013.209162209045,10587.569243867862,11231.156168823834,11573.676774498914,7939.9079009990901,4610.6942949918785,2443.973286941186,816.45052956695815,161.82018819187493,88.394889005535376,40.147827669756929,0]
[22.5,3238.0407663662213,3333.9081375099486,3331.8898484042343,3386.3840805547347,3464.0903308836155,3507.485490731804,3544.8259415743978,3581.1575682462135,3587.2128752593285,3534.7338889102975,3528.6786711234299,3519.5958639118817,3544.8259415743978,3641.7110958381404,3798.1456580964609,4006.0621589589032,4303.8253093175517,4871.1452290168863,6245.2893554331686,7540.9601644169934,8965.1417033451562,10204.6685782759,11502.948966103619,11179.627415558967,10519.878659120661,12171.848966519568,11864.675700640235,11673.706840081277,11974.812580426089,8589.3766361377238,4878.2119245326594,2500.4685184444229,939.40209717084554,190.99955462404839,105.48980471856567,40.147827669756929,0]
[25,3238.0407663662213,3331.8898484042343,3335.9264278362843,3392.439049575843,3462.0719645204972,3505.4670992590668,3543.8167350149947,3600.3327421286867,3589.2313132004015,3546.8443555542258,3522.6234637169282,3530.697075899885,3560.9732855059683,3638.6833954289509,3795.1178304170576,3976.7916950893487,4249.3179299077219,4758.0795038213982,6080.697752537837,7551.0598515619859,8672.2051838538591,10037.974852824651,11847.49848094303,12010.177848658337,11147.295769877344,12725.588631704539,13107.561839455631,12760.956045322606,12132.441432722351,9021.7098667751598,5076.0834980891423,2579.1604242428725,1050.2739474499635,218.17058371244863,121.58168435931715,45.171626266426578,0]
[27.5,3238.0407663662213,3324.8258461572464,3326.8441309849927,3385.3749201022106,3443.9067202330839,3502.4395142270323,3540.7891170597914,3594.2774130127364,3597.3050762978692,3553.9088135157299,3532.7154818290619,3552.8996043759612,3557.9456529369854,3635.6556975365502,3781.9972717174878,3958.6239291150118,4208.9425431404579,4637.9501134393231,5755.5668041890094,7550.0498822399131,8682.3062804766359,10003.62618486296,11945.510008634525,13065.119816765469,12053.626749159892,13482.472286186448,13905.901177108832,13826.065138223119,12088.99224882063,9190.4063066530653,5010.4619541079201,2573.1071146165109,1107.7304086902423,239.30597047327453,131.64021015674211,45.171626266426578,0]
[30,3238.0407663662213,3282.4421486551114,3288.4969292748942,3340.9721589874698,3400.5123583950576,3451.98015035139,3503.4487089473237,3557.9456529369854,3553.9088135157299,3527.6694691676748,3506.4762948503562,3532.7154818290619,3535.7430928827375,3586.2036567142272,3719.4229277850909,3898.0653129425432,4145.3520950476795,4566.2777509819844,5371.8955934931391,7291.5022269749697,8955.0402830475123,10115.764916663964,11945.510008634525,13796.758353290761,13205.583225327644,13803.832399137136,14469.819254589745,13776.546813702105,11623.186497451594,9102.522142951726,4863.0690181118598,2536.7875567888518,1117.8108010909987,236.28651130948512,129.62844161748095,47.181305740243346,0]
[32.5,3238.0407663662213,3307.6704746132573,3312.7161629196457,3472.1638080776193,3420.6957141171742,3482.2556809374919,3515.5590682194074,3589.2313132004015,3567.0285583565583,3578.1299185742901,3561.9824969338665,3591.2497522754325,3593.2681924837666,3624.5541601641467,3752.7284971760491,3915.2234927308177,4165.5394340137464,4634.9216812481945,5295.1645759534977,7221.81710790944,9635.9008529252787,10611.816722825235,12352.721070887734,14419.288052458856,14993.332771531337,14113.072774430868,14645.669208275498,13634.056302676503,11132.140343196121,9065.1463757445163,5015.5097348437275,2584.2048597748039,1167.2060215705862,226.22192864759808,129.62844161748095,48.186177781824156,0]
[35,3238.0407663662213,3325.8349884181739,3330.8807043093393,3366.2009287061996,3435.8333090220981,3496.3843520086962,3523.6326642297272,3601.3419646376324,3580.148351404674,3612.4434308660921,3617.4895631521481,3651.8034486854785,3705.2933821418915,3711.3488951241502,3814.2941130646404,3957.614611221908,4214.9988265794145,4670.2535128071995,5261.8475053725879,7109.7163721370725,9666.2073628472972,11369.577711620939,13339.984862747797,14619.392643749448,15600.752576472192,14433.436771250073,13399.607075722755,12881.205982485517,10260.233760142675,8798.4697320456107,5151.8017166556638,2599.3382253165205,1134.9476761605938,205.08778640429045,113.53545948863409,47.181305740243346,0]
[37.5,3238.0407663662213,3299.5973893215578,3309.6887490137642,3343.999601333046,3406.5673525779057,3469.13625192982,3498.4027382516956,3568.0377714971692,3560.9732855059683,3600.3327421286867,3646.7572687739848,3684.0991646666803,3786.0343618660531,3809.2477135366616,3864.7584737422349,4005.0528290529305,4316.9475595420645,4694.4812089036886,5205.3099291771987,7041.0429179621424,9919.7755205413705,12064.741609326371,13513.799510649889,14650.722399163318,15065.089922826441,14005.949517555662,11947.530873351294,10598.682664844679,8980.2938551070911,7997.4792521163145,5033.6817874787266,2555.9561480433085,919.24494073234825,173.89382052669683,90.405895411488231,41.152539512670401,0]
[40,3238.0407663662213,3289.5060604614969,3299.5973893215578,3333.9081375099486,3389.4115637145378,3458.0352353215021,3490.3292002664198,3534.7338889102975,3565.0101329311728,3616.4803361320678,3670.9789957976764,3725.4784637734415,3833.4704920251429,3842.5540734313845,3923.297956291331,4115.0712708948076,4488.5498400785627,4908.4978781084819,5432.4734868262967,7425.8246905288588,10456.229700194808,12415.370128168839,13006.509631007455,14006.960110504002,13989.780040292799,12095.054916291532,10639.095202805476,8592.4069348434477,7999.4993070598684,7256.1546192625674,5030.6531074819632,2456.0792991635499,675.38162812523888,134.65792041235557,73.313876394686872,39.143140946941287,0]
[42.5,3238.0407663662213,3292.5334558765348,3303.6339295038551,3327.8532738576073,3394.4573749830192,3458.0352353215021,3493.3567748269197,3523.6326642297272,3575.1022714616588,3656.8496355629795,3727.4969779554799,3771.9045651908464,3846.5912276117856,3898.0653129425432,3996.9781989585704,4254.3648802759171,4667.2250596102003,5056.9017278540005,5809.0809120428139,7907.5873250615196,10601.71359985928,11801.019070137283,12497.218565681385,12701.336747674699,12947.899709095631,11001.804527552735,9265.1590150251213,7017.8152831020798,7302.6115105077142,6779.4840346240635,4924.6504630879353,2279.5393483374469,491.03024332244547,92.416946510646028,53.210843750071625,36.12923810708449,0]
[45,3238.0407663662213,3255.1957742373597,3261.2505044860563,3283.4512779841384,3343.999601333046,3419.6865434996639,3449.9617910516722,3465.0995145057836,3540.7891170597914,3636.6649298875795,3697.2193802140805,3740.6173467292665,3780.9879998528395,3876.8700185844191,4001.0155119708129,4291.7124984294524,4805.5264045701106,5186.1276763022852,5917.1203240706891,7981.3188309288989,9723.7899929746072,11117.995296889803,11467.58522465687,10890.666677711411,11424.138491487367,9866.2326953050506,7726.7965525895606,6351.3169233429635,6317.9937814857003,6116.0391365856531,4642.9975048138995,2171.6044442036855,329.90562278367804,66.277097278608665,43.162036139125405,35.124658653290489,0]
[47.5,3238.0407663662213,3263.2687503988227,3273.3599986520858,3286.4786678298474,3348.0361953860147,3427.7599167627723,3458.0352353215021,3470.1454370192455,3543.8167350149947,3657.8588737735663,3730.5247512758001,3743.6451306733875,3773.9231043401892,3878.8886130695832,4021.2021379983967,4358.333378393635,4894.3644098046971,5334.5395656292712,5965.5872448643468,7782.3463447253953,9168.1826454004386,10300.644990412413,10427.941398105679,9938.970188651756,10127.888097437097,9116.6643651530194,7583.3789410241579,6572.4657931477714,5849.4692443262365,5554.6409501695243,4314.928749218534,1885.1497780941129,262.45638811906474,63.261558950597731,41.152539512670401,34.120107905260866,0]
[50,3238.0407663662213,3272.3508724266408,3285.4695375716028,3289.5060604614969,3345.0087493901683,3431.7966105206992,3473.1729940463779,3480.2373040253706,3554.9180229417984,3675.01596585265,3770.8952960208239,3751.7192331456886,3759.7933529770175,3868.7956511490688,4057.5383196272733,4395.6818935067322,4917.583700636711,5344.6357636820503,5815.1391440494363,7185.4599207383253,8360.0871594047967,9045.9534739902228,9395.4726066345211,8784.3280121488533,8865.1381453776285,8490.3874678986922,7461.1731124923526,6579.5346024408809,5599.0661509630245,5061.9495550903921,3861.730593451693,1653.1935021822549,220.18339253845178,63.261558950597731,46.176455080303917,33.11558670666593,0]
[52.5,3238.0407663662213,3282.4421486551114,3292.5334558765348,3296.5699874218858,3350.0544942360771,3435.8333090220981,3484.2740590183371,3497.3935449847354,3578.1299185742901,3709.3303896992193,3780.9879998528395,3757.774821393813,3764.8396866701923,3865.767767699137,4089.8374207393008,4400.729014518427,4872.1547563210106,5179.0605483595227,5603.1048230840588,6543.1808070779116,7574.2891831796214,8468.1655677128401,8749.9839300174244,7852.0366438123792,7644.9875859837066,7568.2293506699943,6637.0951883849857,6051.4150468682465,5272.9531722155916,4634.9216812481945,3424.7323995605939,1526.1353268228436,249.37110660510621,67.282307497705418,51.200917835379968,32.111095952304076,0]
[55,3238.0407663662213,3249.1410552393327,3265.2869975585818,3260.2413819975268,3303.6339295038551,3386.3840805547347,3450.9709705541231,3479.2281160077923,3552.8996043759612,3702.2656293572104,3747.6821797373254,3721.4414386876538,3724.4692070921024,3821.3590836071703,4052.4916082287345,4353.2863062195684,4779.2791247446994,4885.2786302752147,5224.4922526710543,6003.9571696346466,6680.5184168033893,7499.5515885975146,7888.3970455055478,7290.4922929464219,6838.0562039405704,6545.2004570925847,5611.1821760484499,5260.8379004563467,4696.5001892256942,4098.9215889276575,2974.6726381183794,1315.4038847488816,326.88518973280463,74.319187225450264,50.19598424777044,38.138479987815508,0]
[57.5,3238.0407663662213,3273.3599986520858,3288.4969292748942,3284.4604076229998,3323.8167042023138,3399.5031937445578,3478.2189282826434,3516.5682667086048,3607.3973056218033,3742.6358690867573,3783.0065438512029,3743.6451306733875,3762.8211523815412,3865.767767699137,4096.9028831461083,4438.0778892937269,4756.0604972195861,4776.2506017086444,5023.5861945753186,5820.1876755383619,6491.6799426541165,6954.1921555878771,7333.9195821250241,6585.5935878738183,6080.697752537837,5934.2856466617368,5098.2940593360636,4664.1966083763409,4288.6843010400189,3615.4711093933429,2475.2472736464852,1094.6260356973835,354.07006128064398,85.378465429273547,54.215835334169334,35.124658653290489,0]
[60,3238.0407663662213,3293.5425882996415,3313.7253015026035,3307.6704746132573,3346.0178977514202,3416.659033432592,3495.375159323662,3571.0654126296881,3681.0714292401249,3797.1363819353046,3855.6748399875901,3822.3683661790074,3836.498350107237,3969.7264428924846,4200.8675120995613,4565.2682890729775,4787.3551955438288,4766.1555387837698,4994.3090899180934,5682.869190709489,6459.3658829744691,6892.5893639503784,6825.937782818065,6195.8104373022215,5399.1555614980762,5090.2174804035585,4526.9089022157859,4519.8427347100214,4223.0738846853665,3421.7048850321039,2159.4999245649819,995.84440545096857,359.10453055246012,82.362148335243674,67.282307497705418,36.12923810708449,0]
[62.5,3238.0407663662213,3284.4604076229998,3296.5699874218858,3292.5334558765348,3329.8715605198718,3392.439049575843,3468.1270671336761,3561.9824969338665,3700.2471288748839,3820.3498013016283,3855.6748399875901,3831.4519212976052,3880.9072086041811,4041.3888652634932,4276.5715328577917,4587.4765024940752,4775.2410944562107,4735.8704783544426,4902.4406724218543,5609.1628367177082,6320.013360851799,6847.1450338642753,6253.3675834185169,5546.5636789866312,4746.9749781125865,4177.6518843370968,3719.4229277850909,3860.7213005484641,3992.9408900203002,2963.5733296479984,1968.8629383413631,878.93196250462074,359.10453055246012,81.356733631351972,64.266722767294254,42.157275863478645,0]
[65,3238.0407663662213,3307.6704746132573,3320.7892801743428,3319.7801394442827,3359.1368540832968,3421.7048850321039,3488.3108186834729,3601.3419646376324,3763.8304193906833,3902.1025249406466,3926.3258844083894,3921.2793388434898,4006.0621589589032,4176.642512135435,4420.9175563259923,4671.2629976422304,4826.7262351728968,4814.6120348404938,5038.7295915183267,5711.1403750934896,6339.1993969560863,6907.7375405938164,6322.0329408626185,5189.156448366497,4181.6893755794981,3386.3840805547347,2845.5196500623811,3116.9492037548621,3958.6239291150118,2578.1515383186229,1684.4553724448606,799.31934335512847,355.07694944629657,99.455963666700598,59.241065852707941,48.186177781824156,0]
[67.5,3238.0407663662213,3310.6978866751315,3316.7527190931646,3316.7527190931646,3361.1551596054342,3425.7415716643568,3487.3016283294669,3599.3235199023597,3781.9972717174878,3929.3538148582097,3953.5773422216339,3976.7916950893487,4081.7626214925531,4280.6091184485003,4483.5026193805597,4702.5571353926462,4829.7547900049231,4843.8880709537152,5174.0126057264933,5796.9644669714089,6284.6708152097681,6693.6464251745992,6199.8495179058345,4943.8317264800107,3641.7110958381404,2906.0593998451604,2449.017451437222,2812.223334420547,3586.2036567142272,2495.4242490709221,1436.3942073312103,718.70705826340179,322.85798908042426,86.383928307687412,56.225874000831865,46.176455080303917,0]
[70,3238.0407663662213,3316.7527190931646,3314.7344403925763,3326.8441309849927,3365.1917742812184,3436.8424843879593,3491.3383914951987,3615.4711093933429,3796.1271060421468,3945.5028165811318,3988.9035851601197,4023.2208061775846,4161.5019583864814,4355.3051343881034,4532.9656259914182,4711.6425692530238,4861.0499674783105,4926.6695399353503,5440.5505904235724,6089.7855174560955,6597.7115754413635,6865.3227298529255,6114.0196234186296,4954.936702443285,3529.687873367523,2723.4350976302153,2310.8111732849338,2781.9542981982822,3472.1638080776193,2703.256352860732,1288.1825595230227,641.12626911992743,275.54232167620648,102.47283981975923,51.200917835379968,46.176455080303917,0]
[72.5,3238.0407663662213,3265.2869975585818,3263.2687503988227,3267.3052459645528,3317.7618589035956,3392.439049575843,3437.8516600498579,3562.9917086474275,3741.6266077720375,3889.9909014820973,3944.4935020361077,3988.9035851601197,4151.4082864469929,4379.531145206216,4509.7482288500623,4641.9880261002672,4828.7452715167228,5010.4619541079201,5596.0371487819693,6203.8886011382028,6715.8631132965165,6831.9969906950819,5956.4996671548197,4664.1966083763409,3355.1002466741425,2402.6115323302456,2475.2472736464852,2735.5424162568956,3197.6764009788731,2345.1097898073535,1276.084376499027,646.16370952449347,239.30597047327453,117.55850313942643,58.235984471133037,42.157275863478645,0]
[75,3238.0407663662213,3292.5334558765348,3287.4877983976407,3270.3326209084876,3340.9721589874698,3410.6040213408155,3455.0076915112872,3591.2497522754325,3765.8489542199927,3914.2141859547337,3974.7730503239914,4030.2861527698492,4200.8675120995613,4445.1439280322729,4591.5143710342827,4686.4052962938622,4856.0023445605138,5142.715471402501,5876.7315262260572,6503.7977565053789,7087.4984170789148,7052.1518138836836,6098.8732959224562,4723.7565082862593,3641.7110958381404,2348.1361624916653,2506.5216551096996,2403.6203471994572,2909.086420627918,2058.6316004112473,1192.4084749600293,615.93966653181371,223.20264019194434,124.59915780868042,70.298027302456234,46.176455080303917,0]
[77.5,3238.0407663662213,3255.1957742373597,3243.0863475128813,3250.1501742901582,3299.5973893215578,3379.3199637012572,3422.7140562443738,3559.9640743637965,3729.515493229489,3868.7956511490688,3935.4096827489734,4015.1461395370875,4178.6612567823959,4406.7855673650165,4557.1926018326212,4697.509679711874,4842.878549518322,5241.6554438663125,6003.9571696346466,6595.6919093015831,7229.8965077006815,7044.0726151145336,6065.551507835924,4741.9274750018594,3635.6556975365502,2527.7077482107193,2221.0319283230428,2110.0738435944186,2498.4508094739776,2141.3432723152087,1241.8068171737657,594.78371390751465,307.75643880970762,121.58168435931715,58.235984471133037,44.166819783667599,0]
[80,3238.0407663662213,3299.5973893215578,3281.4330196360124,3282.4421486551114,3333.9081375099486,3406.5673525779057,3457.0260537570985,3604.3696338593627,3778.9694569310227,3907.1490458058179,3980.8289876905201,4063.5943815822534,4245.2803739244173,4481.4837326903198,4631.8932510338445,4739.9084752601148,4924.6504630879353,5435.5023992703182,6186.7225155643473,6776.4544533724456,7513.6910766745796,7154.1524901248204,6223.0742823384471,4847.9261587967367,3686.1176563321983,2833.4118536448932,2594.29376033072,2003.1561117669282,1972.8973985606769,2400.5939038614811,1382.9555061606618,667.32138414895519,284.6021797270547,109.51255827368547,55.220845530457993,50.19598424777044,0]
[82.5,3238.0407663662213,3265.2869975585818,3245.1045821680013,3248.1319365016116,3286.4786678298474,3360.1460066929826,3410.6040213408155,3564.0009206465525,3733.5525270510725,3873.8421288255604,3931.3724364531899,4013.1274754104275,4195.8206255715268,4451.2005415970107,4613.7227113325334,4717.6995348853061,4910.5169483305353,5440.5505904235724,6182.683443516019,6765.346000364224,7513.6910766745796,7170.311146936835,6093.8245284363929,4976.1371800965371,3774.9323743193645,2967.6094370223068,2683.0777585674373,2010.2165441400143,1815.5597304824182,1489.834895146864,1179.3031320662135,623.99926938862291,303.72948230075701,113.53545948863409,52.205871129025049,47.181305740243346,0]
[85,3238.0407663662213,3242.0772306557951,3220.8858492907584,3221.8949595379031,3253.177533320249,3326.8441309849927,3380.3291223492802,3519.5958639118817,3692.1731379515668,3829.433351632465,3877.87931569579,3958.6239291150118,4132.2303773557269,4377.5123058478102,4550.1263872239715,4684.3863203128221,4893.3548779132107,5473.8687691935356,6282.6512471596525,6802.710869108204,7533.8903914547045,7415.7251722365127,6072.619750667237,5037.7200303060945,3768.876758490404,2740.5871481645768,2369.3208801078295,1753.031813170915,1768.1593337492909,1498.9099210598927,998.86819238794283,593.77630613486906,201.06247565441669,69.292772726876819,60.246164270520133,46.176455080303917,0]
[87.5,3238.0407663662213,3224.9222921734067,3197.6764009788731,3190.6126891880594,3225.9314036829323,3291.5243237624195,3347.0270464167361,3488.3108186834729,3645.7480336284634,3756.7655560083704,3790.0714563151123,3851.6376762893201,4004.0434994010784,4234.1771147614481,4414.8609840939471,4600.5995882153038,4801.4883521786051,5485.9845208604738,6347.2777453123035,6700.7153634163196,7338.9692836149088,7099.6172930444491,5814.1294382769602,4848.9356812826327,3686.1176563321983,2757.7393059397168,2387.4793601709548,1533.1938449098943,1503.9516258616848,1351.6998585572758,1025.0747259772024,576.65063763657156,261.44980443871583,57.230920419256371,43.162036139125405,44.166819783667599,0]
[90,3238.0407663662213,3227.9496276479276,3195.6581960179255,3188.5944886872308,3215.840302794591,3266.2961216058384,3329.8715605198718,3484.2740590183371,3615.4711093933429,3689.1453959006653,3690.1546429752379,3726.4877207279237,3856.6841315721699,4039.3701879957171,4159.4832220400731,4385.587668857911,4623.8174468029938,5459.733759445754,6242.2600226291624,6704.7547600426697,7017.8152831020798,6437.1500605755518,5444.5891467155971,4328.05103316855,3161.3489071574204,2266.4254844400321,1845.8159513762348,1345.6504612583315,1073.4577650593887,854.74505697644986,589.74669214800133,270.50919518025506,120.57587641098782,57.230920419256371,51.200917835379968,40.147827669756929,0]
[92.5,3238.0407663662213,3219.876739359448,3181.5307969891501,3165.3852748530717,3201.7128147175085,3232.9951930738225,3289.5060604614969,3409.5948537024033,3514.5498700196258,3558.9548635074461,3538.7707065263166,3555.927232654084,3642.7203298667955,3779.9787282573307,3873.8421288255604,4026.2488103434507,4333.0980760468683,5247.7130541725755,6031.2201598763195,6244.2795776686917,5994.8695336759274,5566.7568789395045,5328.4818559580326,3767.8674901301706,2777.9184514829271,2064.6835629810971,1649.1597552543581,1103.6982773426655,916.22140511708278,589.74669214800133,341.98762877226108,131.64021015674211,73.313876394686872,43.162036139125405,40.147827669756929,41.152539512670401,0]
[95,3238.0407663662213,3217.858520444744,3176.4853125092473,3158.3216347639709,3196.6672983392878,3194.6490940148933,3243.0863475128813,3325.8349884181739,3401.5215233447389,3423.723227753901,3393.4482121295305,3407.5765193208617,3474.1821803080875,3555.927232654084,3623.5449311767566,3743.6451306733875,4037.351511735772,4890.326283487303,5397.1362998850373,5957.5093973278435,5383.0014897417959,4966.0417032701798,4441.1061902351012,3546.8443555542258,2482.3091964232399,1615.8817214250384,1192.4084749600293,1050.2739474499635,891.02566578692733,672.35902531066267,470.88634737729012,311.78344796045536,57.230920419256371,44.166819783667599,38.138479987815508,40.147827669756929,0]
[97.5,3238.0407663662213,3243.0863475128813,3196.6672983392878,3173.4580256634567,3194.6490940148933,3194.6490940148933,3207.7674448553116,3260.2413819975268,3309.6887490137642,3302.6247939961249,3269.3234956159708,3266.2961216058384,3322.8075625534552,3405.5581861335991,3456.0168724869995,3522.6234637169282,3751.7192331456886,4448.172233784836,4994.3090899180934,5626.3272441518729,4934.7458555880539,4525.8994490399446,3702.2656293572104,2961.5552780196167,1674.3708343141161,1065.3937712079951,816.45052956695815,604.85788491463472,433.62243854303483,354.07006128064398,204.08145125625859,137.67569823504508,57.230920419256371,39.143140946941287,38.138479987815508,40.147827669756929,0]
[100,3238.0407663662213,3243.0863475128813,3209.78565743934,3164.3761824468479,3157.3125446101944,3155.294365269292,3124.0127509005588,3146.2125742055837,3164.3761824468479,3115.9401268957549,3074.5682579705749,3053.3780034327197,3092.7314494525613,3130.0672325829137,3173.4580256634567,3205.7492335397906,3437.8516600498579,3979.8196641565773,4410.8232738832476,4590.5049035665306,4118.0993433200701,3539.7799116493329,2848.5466072171685,1957.7682153740088,1036.1623080703848,655.23120091604528,520.24035054929641,320.84440753413026,219.17698581717505,161.82018819187493,93.422488515161888,64.266722767294254,54.215835334169334,42.157275863478645,37.13384546983891,44.166819783667599,0]
[102.5,3238.0407663662213,3254.1866536225034,3234.004307103377,3150.2489225607173,3130.0672325829137,3100.8040132431129,3049.3417810987025,3035.2150450060817,3044.2965106873748,2951.4650405027951,2900.0053677325118,2857.627497947914,2870.744390985134,2880.8343494628666,2860.6544679356371,2883.8613438961529,3103.8312300802768,3631.6187709319765,3879.8979107057357,3720.4321830996155,3479.2281160077923,2490.3799898837433,2017.2770012866408,1254.912832585775,590.7540930733503,387.29883465531185,335.94657151454635,206.09412648536997,123.59332512567987,89.400386559498514,70.298027302456234,55.220845530457993,44.166819783667599,38.138479987815508,37.13384546983891,40.147827669756929,0]
[105,3238.0407663662213,3213.8220864097789,3215.840302794591,3092.7314494525613,3052.3689473492441,2987.7900560031849,2915.1404716299503,2857.627497947914,2893.9513482455864,2769.8467756333343,2694.1759667401593,2610.4360826839252,2680.0509824716059,2547.8851446854642,2507.5305126413173,2521.6545605864412,2653.8190664364888,2929.266639435391,2879.825352024357,2633.6408456181302,2371.3384821575992,1583.6127666073498,926.29989574785589,507.14595626443844,330.91243995228746,247.35804637556123,178.92475133337754,110.51826994484387,89.400386559498514,69.292772726876819,55.220845530457993,41.152539512670401,41.152539512670401,30.102209640499385,37.13384546983891,38.138479987815508,0]
[107.5,3238.0407663662213,3234.004307103377,3243.0863475128813,3087.6861077692765,3025.1245594225188,2933.3026998939999,2834.4208347085473,2739.5782010403482,2745.6318893490893,2617.4983801075382,2538.8052964415742,2440.9467932343514,2340.0658440062871,2273.4867863779655,2161.5173398079901,2105.0304305244067,2069.7268786622876,2256.3379483855174,2035.4325756730479,1734.8789607183505,1317.4203017417269,903.11953305778582,533.33507413241443,360.11143289997989,241.3189644239616,176.9123618266558,140.69354214646376,86.383928307687412,65.271902290436884,57.230920419256371,49.191070759971105,42.157275863478645,38.138479987815508,33.11558670666593,29.097816174642574,34.120107905260866,0]
[110,3238.0407663662213,3241.0681141124887,3248.1319365016116,3069.5229459997654,3007.9708111570758,2862.6724497053051,2758.7482597224889,2634.6497530007728,2559.9916592749919,2470.2030554113535,2374.3648884472714,2259.3642044803632,2135.2910890117496,2015.2597252933201,1859.9356911850903,1678.4046423055361,1541.2607624665918,1695.5484340384025,1478.7432718374282,1086.561883942285,786.21927157197922,587.73189545758112,479.95099617070338,277.55559808638526,185.96829104052892,137.67569823504508,107.50116269711758,70.298027302456234,61.251279440887508,50.19598424777044,43.162036139125405,40.147827669756929,39.143140946941287,30.102209640499385,35.124658653290489,37.13384546983891,0]
[112.5,3238.0407663662213,3216.8494114615514,3241.0681141124887,3029.1607496273523,2959.5372277649926,2781.9542981982822,2662.8993158797643,2510.5570876684474,2399.5850902622833,2292.6532876025276,2173.621870706746,2043.5017718612796,1911.3727858198192,1752.0233164234205,1558.4031020534044,1272.0516742341567,1127.8912843077392,1190.3922589553699,1025.0747259772024,743.89747198798739,568.59167442682008,463.83618533351046,386.29185899410305,207.1004714754566,135.66383892015347,104.48414005107793,84.37301438003783,60.246164270520133,49.191070759971105,45.171626266426578,34.120107905260866,36.12923810708449,33.11558670666593,30.102209640499385,31.106636592896205,35.124658653290489,0]
[115,3238.0407663662213,3247.122818077085,3265.2869975585818,3026.1336064696548,2930.275654029515,2748.6587385055973,2630.614125787446,2436.9114741241037,2291.6445203777212,2159.4999245649819,2023.3288413501423,1882.1240697869928,1718.7432511089901,1494.8765694134015,1299.2726603707636,1044.226078658143,849.7062037512211,793.27312951172269,681.426874236142,582.69493397084909,504.12422061952947,370.18060979006805,273.5290599615526,149.7474565561628,106.49547896400243,89.400386559498514,68.287532720608553,60.246164270520133,48.186177781824156,38.138479987815508,35.124658653290489,35.124658653290489,30.102209640499385,24.076394620737908,31.106636592896205,35.124658653290489,0]
[117.5,3238.0407663662213,3180.5216994532811,3197.6764009788731,2935.3207322042272,2806.1695010255689,2638.6853863895117,2529.7254806385945,2284.5831622360674,2118.1433295430343,1971.8887827325018,1823.6280071456438,1677.3961893988017,1483.7849085304433,1194.4246943704641,1042.2101301603341,883.9709854667052,584.70971336682805,542.40084064130906,493.044678893796,442.68634818412619,385.28488595522572,280.57554002346535,193.0120973286374,107.50116269711758,90.405895411488231,71.303296239406109,58.235984471133037,45.171626266426578,43.162036139125405,36.12923810708449,35.124658653290489,34.120107905260866,27.089134400918912,28.093457349309364,29.097816174642574,31.106636592896205,0]
[120,3238.0407663662213,3219.876739359448,3225.9314036829323,2925.2305845322676,2771.8646923954316,2621.5339871853307,2501.4773735396752,2203.8834917594522,2017.2770012866408,1843.7988544784041,1692.5230463933431,1533.1938449098943,1271.0435006619564,978.70978688561252,813.42735274831409,765.05807938825171,491.03024332244547,426.57286170170653,420.53045982902728,325.87838489895006,321.85119673416409,270.50919518025506,166.85076266433626,97.444763521530547,66.277097278608665,66.277097278608665,61.251279440887508,52.205871129025049,41.152539512670401,35.124658653290489,34.120107905260866,33.11558670666593,30.102209640499385,25.080601549217004,26.08484865749011,31.106636592896205,0]
[122.5,3238.0407663662213,3160.3398160376901,3154.285276082383,2838.4567625500113,2665.9260725731801,2510.5570876684474,2354.1889195451522,2065.6922251337533,1866.9956012970247,1696.5568977856435,1535.2105703325963,1342.625772789228,1056.3218510332676,772.11174593380383,620.97690605782327,610.90246816001093,469.8791748777619,348.02879264334069,447.721933898185,282.58885271036019,261.44980443871583,175.90617563268231,120.57587641098782,78.340564620239888,54.215835334169334,52.205871129025049,47.181305740243346,41.152539512670401,38.138479987815508,37.13384546983891,34.120107905260866,31.106636592896205,27.089134400918912,23.072229545451361,29.097816174642574,29.097816174642574,0]
[125,3238.0407663662213,3178.5035053411807,3154.285276082383,2823.3220627711585,2630.614125787446,2460.1146498324629,2233.136786771614,1967.854324576324,1752.0233164234205,1572.5204644301359,1398.0794609630132,1138.979919772223,856.76060658544282,622.99181331659202,471.89352202889989,457.79327444158969,373.20141655675388,312.79020839351324,418.51634508443101,365.14598667045368,213.13864318787526,147.73542711369169,85.378465429273547,69.292772726876819,55.220845530457993,50.19598424777044,42.157275863478645,38.138479987815508,34.120107905260866,33.11558670666593,28.093457349309364,28.093457349309364,25.080601549217004,22.068108142325048,26.08484865749011,34.120107905260866,0]
[127.5,3238.0407663662213,3176.4853125092473,3132.0853957447089,2790.0260091677228,2585.2137480622528,2383.4441304186876,2112.0912121959464,1874.0555380789974,1634.0332922559537,1440.4273984006345,1226.6846634991973,945.44932878769396,693.51752672087775,499.08803480791187,375.21530131745635,333.93290978257897,272.52243464871941,273.5290599615526,395.35473353973106,243.33197514986256,142.70547410211842,143.71145073160676,88.394889005535376,57.230920419256371,54.215835334169334,46.176455080303917,40.147827669756929,38.138479987815508,34.120107905260866,31.106636592896205,28.093457349309364,25.080601549217004,25.080601549217004,20.060004479273225,25.080601549217004,31.106636592896205,0]
[130,3238.0407663662213,3175.4762165736051,3110.8947474991692,2756.7303525257171,2555.9561480433085,2305.7673018050245,2031.3979895549858,1781.2699562104763,1527.143684556321,1320.4449330105424,1056.3218510332676,766.06574207388098,582.69493397084909,411.46702004179934,302.72275148002575,264.46956703503446,229.24125736189183,197.0372454153181,309.76993684768291,188.98703310439885,108.50685582932681,95.433604846914434,76.329849463361882,57.230920419256371,56.225874000831865,41.152539512670401,40.147827669756929,35.124658653290489,32.111095952304076,34.120107905260866,30.102209640499385,30.102209640499385,27.089134400918912,21.064032395764698,26.08484865749011,28.093457349309364,0]
[132.5,3238.0407663662213,3177.4944087651411,3094.7495884289274,2720.4082763658648,2510.5570876684474,2222.0406640147612,1943.6477497596934,1672.3539339575655,1417.236704793469,1189.3841522320038,897.07257906215705,656.23870772958219,482.97258393675241,333.93290978257897,235.28003346324601,230.24770912114909,307.75643880970762,162.82629074089672,172.88765168108893,155.78370551195141,80.351331340225968,72.308579335641099,63.261558950597731,55.220845530457993,52.205871129025049,39.143140946941287,34.120107905260866,34.120107905260866,32.111095952304076,27.089134400918912,30.102209640499385,29.097816174642574,25.080601549217004,18.052101952375242,26.08484865749011,29.097816174642574,0]
[135,3238.0407663662213,3165.3852748530717,3082.6407743219434,2689.1313209885525,2476.2561185264826,2150.4215792964283,1845.8159513762348,1575.5456300224012,1325.4860004982527,1058.3378265913834,746.92037948002371,567.58431201598387,401.3967655095604,271.5158130503724,203.07512106555058,210.11953566284186,318.83083861221496,241.3189644239616,128.62256901424442,92.416946510646028,74.319187225450264,55.220845530457993,53.210843750071625,46.176455080303917,40.147827669756929,39.143140946941287,34.120107905260866,33.11558670666593,31.106636592896205,29.097816174642574,25.080601549217004,31.106636592896205,32.111095952304076,21.064032395764698,23.072229545451361,31.106636592896205,0]
[137.5,3238.0407663662213,3174.4671209583034,3099.7949416200131,2664.9171532937371,2442.9644552893333,2087.8829165535226,1766.1423235108944,1494.8765694134015,1221.6439868802856,928.31560705822335,658.25372599006528,492.03746007824526,341.98762877226108,228.23481001690109,192.00582334211265,231.25416527541577,325.87838489895006,307.75643880970762,132.64610597383572,82.362148335243674,65.271902290436884,55.220845530457993,47.181305740243346,45.171626266426578,38.138479987815508,39.143140946941287,34.120107905260866,37.13384546983891,34.120107905260866,35.124658653290489,30.102209640499385,31.106636592896205,28.093457349309364,23.072229545451361,26.08484865749011,31.106636592896205,0]
[140,3238.0407663662213,3208.7765509888081,3127.0399902778909,2672.9885182016455,2439.9379628315669,2044.5104236255195,1702.6076928325283,1418.2449879814724,1131.9235028409682,820.48144938076518,594.78371390751465,433.62243854303483,289.63555930121174,215.15140531108909,176.9123618266558,209.1131760876558,390.31977730506173,279.56888908570443,123.59332512567987,76.329849463361882,58.235984471133037,53.210843750071625,47.181305740243346,44.166819783667599,37.13384546983891,40.147827669756929,35.124658653290489,34.120107905260866,37.13384546983891,33.11558670666593,24.076394620737908,32.111095952304076,29.097816174642574,25.080601549217004,23.072229545451361,32.111095952304076,0]
[142.5,3238.0407663662213,3208.7765509888081,3100.8040132431129,2627.5874094357528,2385.4617444424284,1966.8457113277279,1628.9911689455628,1321.4531449723431,1024.0667698902078,719.71465807976961,529.30589383410154,369.17367966376946,251.38418306924891,213.13864318787526,183.95582347890559,184.96205452537305,286.61552097237734,267.48936407825727,114.54120724389411,73.313876394686872,61.251279440887508,50.19598424777044,45.171626266426578,40.147827669756929,36.12923810708449,37.13384546983891,35.124658653290489,34.120107905260866,35.124658653290489,32.111095952304076,30.102209640499385,33.11558670666593,26.08484865749011,22.068108142325048,27.089134400918912,31.106636592896205,0]
[145,3238.0407663662213,3236.0225361060625,3096.7677287200486,2623.5517930521637,2369.3208801078295,1915.4071267251618,1564.4533846379861,1244.8312700569572,939.40209717084554,660.26875041270193,470.88634737729012,316.81728239424859,230.24770912114909,195.02466099770112,192.00582334211265,179.93095458195256,321.85119673416409,374.20835758368617,122.58750062023773,71.303296239406109,60.246164270520133,51.200917835379968,48.186177781824156,38.138479987815508,36.12923810708449,41.152539512670401,37.13384546983891,38.138479987815508,38.138479987815508,33.11558670666593,34.120107905260866,36.12923810708449,27.089134400918912,24.076394620737908,25.080601549217004,32.111095952304076,0]
[147.5,3238.0407663662213,3252.1684133307076,3066.4957627930094,2604.3827000822243,2348.1361624916653,1864.9784813963506,1507.9850018626923,1178.2950347724434,862.80728378953188,605.86531128107947,424.55871818329314,279.56888908570443,205.08778640429045,202.06879585668304,180.93716345181977,179.93095458195256,272.52243464871941,341.98762877226108,129.62844161748095,69.292772726876819,56.225874000831865,54.215835334169334,47.181305740243346,41.152539512670401,36.12923810708449,43.162036139125405,38.138479987815508,39.143140946941287,40.147827669756929,38.138479987815508,30.102209640499385,37.13384546983891,32.111095952304076,30.102209640499385,28.093457349309364,31.106636592896205,0]
[150,3238.0407663662213,3239.0498819676009,2996.8713790258439,2556.9650252548881,2284.5831622360674,1792.363635156662,1422.2781278895166,1106.7223744766704,786.21927157197922,553.48142726268577,383.27094777186403,256.41694440954058,196.03095062626178,176.9123618266558,172.88765168108893,173.89382052669683,266.48276126055515,317.82405891022592,110.51826994484387,62.256411089425562,51.200917835379968,47.181305740243346,49.191070759971105,39.143140946941287,36.12923810708449,42.157275863478645,38.138479987815508,38.138479987815508,39.143140946941287,40.147827669756929,33.11558670666593,39.143140946941287,36.12923810708449,22.068108142325048,27.089134400918912,33.11558670666593,0]
[152.5,3238.0407663662213,3257.2140164045495,2980.7268238231582,2543.8496525794189,2284.5831622360674,1755.0488084043577,1383.9637646935635,1057.3298383323311,739.86694776308775,517.21853772302381,352.05629353891283,241.3189644239616,200.05616048375992,186.97453299484269,181.94337791178063,163.83239950048687,182.94959793098093,244.33848676014631,93.422488515161888,60.246164270520133,53.210843750071625,52.205871129025049,48.186177781824156,44.166819783667599,35.124658653290489,46.176455080303917,40.147827669756929,40.147827669756929,38.138479987815508,38.138479987815508,34.120107905260866,36.12923810708449,31.106636592896205,22.068108142325048,27.089134400918912,38.138479987815508,0]
[155,3238.0407663662213,3291.5243237624195,2959.5372277649926,2540.8230376963083,2286.6006909117309,1720.7602065632027,1348.6751565194156,1000.884055427933,701.57807892996118,487.00139698135308,341.98762877226108,235.28003346324601,198.04354533856682,186.97453299484269,226.22192864759808,210.11953566284186,139.68758692140284,134.65792041235557,77.335200513321496,58.235984471133037,50.19598424777044,52.205871129025049,50.19598424777044,43.162036139125405,35.124658653290489,42.157275863478645,43.162036139125405,43.162036139125405,45.171626266426578,38.138479987815508,31.106636592896205,37.13384546983891,33.11558670666593,23.072229545451361,28.093457349309364,33.11558670666593,0]
[157.5,3238.0407663662213,3311.7070246437925,2914.1314622566638,2519.6368346024183,2240.1979844941325,1657.2272589425841,1296.2480779996804,961.57546801245155,656.23870772958219,460.81471999188301,320.84440753413026,229.24125736189183,198.04354533856682,183.95582347890559,221.18980385521934,351.04941397916343,183.95582347890559,112.5297206338733,77.335200513321496,57.230920419256371,45.171626266426578,46.176455080303917,45.171626266426578,41.152539512670401,34.120107905260866,42.157275863478645,40.147827669756929,39.143140946941287,39.143140946941287,39.143140946941287,35.124658653290489,38.138479987815508,33.11558670666593,25.080601549217004,25.080601549217004,29.097816174642574,0]
[160,3238.0407663662213,3305.6522014430439,2860.6544679356371,2485.3357409034811,2188.7526289854109,1631.0080164014964,1252.8965135862265,911.18220125834318,626.01418640486224,439.66502418123878,303.72948230075701,218.17058371244863,198.04354533856682,187.9807803590999,208.10682135074404,318.83083861221496,236.28651130948512,118.56428573008029,94.428041332223657,55.220845530457993,43.162036139125405,43.162036139125405,45.171626266426578,41.152539512670401,39.143140946941287,40.147827669756929,43.162036139125405,40.147827669756929,36.12923810708449,40.147827669756929,30.102209640499385,35.124658653290489,31.106636592896205,20.060004479273225,25.080601549217004,27.089134400918912,0]
[162.5,3238.0407663662213,3341.9813061316086,2845.5196500623811,2516.6102486533723,2181.6915954075671,1621.9322225146773,1214.5870745396398,891.02566578692733,608.88760041014177,426.57286170170653,284.6021797270547,224.20906517072982,196.03095062626178,190.99955462404839,212.13226923574965,362.12524602494449,330.91243995228746,126.61084744487482,88.394889005535376,58.235984471133037,42.157275863478645,40.147827669756929,39.143140946941287,35.124658653290489,39.143140946941287,40.147827669756929,38.138479987815508,41.152539512670401,36.12923810708449,34.120107905260866,31.106636592896205,34.120107905260866,29.097816174642574,16.044422974417238,23.072229545451361,26.08484865749011,0]
[165,3238.0407663662213,3345.0087493901683,2829.3759329809595,2552.9295187961343,2138.3171785243935,1584.6211615713846,1218.6195908767722,853.73728395177477,591.76149571488634,407.43888834111851,277.55559808638526,226.22192864759808,198.04354533856682,190.99955462404839,196.03095062626178,265.47616224135629,353.06317597546882,126.61084744487482,76.329849463361882,56.225874000831865,43.162036139125405,37.13384546983891,39.143140946941287,35.124658653290489,36.12923810708449,38.138479987815508,37.13384546983891,38.138479987815508,37.13384546983891,37.13384546983891,32.111095952304076,34.120107905260866,26.08484865749011,18.052101952375242,22.068108142325048,26.08484865749011,0]
[167.5,3238.0407663662213,3385.3749201022106,2811.2143612831978,2609.4271846089255,2095.9523174376363,1580.5875855657075,1178.2950347724434,841.64410075501223,573.62851316240085,395.35473353973106,270.50919518025506,225.21549466265694,202.06879585668304,192.00582334211265,181.94337791178063,185.96829104052892,210.11953566284186,113.53545948863409,73.313876394686872,53.210843750071625,44.166819783667599,38.138479987815508,34.120107905260866,31.106636592896205,33.11558670666593,34.120107905260866,32.111095952304076,37.13384546983891,34.120107905260866,32.111095952304076,25.080601549217004,31.106636592896205,26.08484865749011,21.064032395764698,18.052101952375242,22.068108142325048,0]
[170,3238.0407663662213,3378.3108053542805,2786.9991148167296,2637.6764774638991,2093.9349643022947,1540.2523954607502,1161.1575132111223,826.52786616586718,565.56959255578886,383.27094777186403,265.47616224135629,227.22836710560355,199.04985036997184,192.00582334211265,175.90617563268231,164.83851443258101,147.73542711369169,108.50685582932681,63.261558950597731,50.19598424777044,38.138479987815508,35.124658653290489,32.111095952304076,31.106636592896205,28.093457349309364,34.120107905260866,33.11558670666593,33.11558670666593,30.102209640499385,28.093457349309364,21.064032395764698,28.093457349309364,23.072229545451361,9.0197967621976929,17.048232921663399,23.072229545451361,0]
[172.5,3238.0407663662213,3395.4665381362438,2803.1425892189659,2672.9885182016455,2088.8915899626568,1536.2189340366481,1127.8912843077392,794.28082863136376,553.48142726268577,390.31977730506173,274.53568897522905,228.23481001690109,203.07512106555058,188.98703310439885,173.89382052669683,153.77159610801158,130.63432201828778,109.51255827368547,68.287532720608553,49.191070759971105,39.143140946941287,35.124658653290489,31.106636592896205,28.093457349309364,34.120107905260866,36.12923810708449,30.102209640499385,29.097816174642574,26.08484865749011,26.08484865749011,20.060004479273225,26.08484865749011,18.052101952375242,11.02640849775289,13.03338714150617,19.056026783849234,0]
[175,3238.0407663662213,3393.4482121295305,2792.0439405578245,2669.9617535039465,2042.493120594404,1521.0935481479901,1120.8349365574829,775.13476562306744,545.42279657635379,398.375738081294,285.60884857740479,238.29947983255269,207.1004714754566,186.97453299484269,173.89382052669683,155.78370551195141,132.64610597383572,122.58750062023773,72.308579335641099,51.200917835379968,32.111095952304076,33.11558670666593,33.11558670666593,25.080601549217004,25.080601549217004,32.111095952304076,29.097816174642574,29.097816174642574,26.08484865749011,26.08484865749011,18.052101952375242,26.08484865749011,23.072229545451361,10.023052380778998,13.03338714150617,16.044422974417238,0]
[177.5,3238.0407663662213,3390.4207253682539,2788.008079235663,2680.0509824716059,1989.0353216905689,1480.7599244572896,1093.6180134733102,765.05807938825171,535.34967569936532,421.53752081806556,285.60884857740479,237.29299343863059,204.08145125625859,186.97453299484269,170.87533157355321,153.77159610801158,125.60499860335548,110.51826994484387,67.282307497705418,45.171626266426578,35.124658653290489,37.13384546983891,33.11558670666593,25.080601549217004,23.072229545451361,27.089134400918912,24.076394620737908,27.089134400918912,25.080601549217004,24.076394620737908,15.040675804218308,22.068108142325048,20.060004479273225,4.0055490228453374,12.029855959070284,14.036995597894803,0]
[180,3238.0407663662213,3439.8700122614036,2822.3130856628791,2741.5960956598783,1992.0611968716976,1490.8432286384764,1079.50580018799,753.97387774006802,529.30589383410154,436.64372091979766,298.69586175506231,241.3189644239616,210.11953566284186,189.99329120214583,171.8814886853159,149.7474565561628,123.59332512567987,100.46157902783952,66.277097278608665,40.147827669756929,34.120107905260866,37.13384546983891,34.120107905260866,29.097816174642574,23.072229545451361,29.097816174642574,29.097816174642574,29.097816174642574,26.08484865749011,29.097816174642574,11.02640849775289,23.072229545451361,20.060004479273225,3.0032976479526123,11.02640849775289,17.048232921663399,0]
[null,"AF - LED 41W Type III"]
[null,"Generic"]
[null,"LED"]
[null,"NA"]
[null,41]
[null,"TYPE II, VERY SHORT"]
[]
[null,37]
[null,37]
[null,0,2.5,5,7.5,10,12.5,15,17.5,20,22.5,25,27.5,30,32.5,35,37.5,40,42.5,45,47.5,50,52.5,55,57.5,60,62.5,65,67.5,70,72.5,75,77.5,80,82.5,85,87.5,90]
[0,357.09073432669908,366.15290577694071,383.27094777186403,416.5022400230921,466.85767033780468,537.36428484003864,632.0589762438625,747.92801802915096,833.58207490892198,845.67514265533873,828.54334826320076,839.62858703182133,893.04129900390069,882.96317857335953,849.7062037512211,865.83063828540855,899.08822588305679,893.04129900390069,899.08822588305679,952.50448116116092,994.83647850888315,915.2135621254165,773.11941785205272,664.29881766947972,627.02164734385292,587.73189545758112,481.96538591056179,365.14598667045368,274.53568897522905,215.15140531108909,165.84463549957897,121.58168435931715,81.356733631351972,47.181305740243346,19.056026783849234,5.0080536687636448,0]
[5,357.09073432669908,366.15290577694071,383.27094777186403,417.50929134044378,466.85767033780468,537.36428484003864,630.04403985316117,742.8898388818767,828.54334826320076,841.64410075501223,820.48144938076518,835.59757409714064,886.99441302859464,883.9709854667052,862.80728378953188,883.9709854667052,913.19787946951817,910.1743638225912,913.19787946951817,968.63073915137215,1019.0270043413617,948.4729591018255,806.37331722858721,686.46462027603934,644.14872863759194,603.8504602244393,497.07357466978522,378.23614868748763,281.58219456930817,218.17058371244863,167.85689589015533,123.59332512567987,82.362148335243674,48.186177781824156,20.060004479273225,5.0080536687636448,0]
[10,357.09073432669908,366.15290577694071,382.26398264116619,415.49519113823135,464.84334482317331,533.33507413241443,620.97690605782327,727.7755071785848,805.36560288841395,818.46598699481831,800.32705011374333,814.43507710939741,870.86958586405092,893.04129900390069,880.94756823543594,905.13519339150332,939.40209717084554,940.40996641309926,930.33132274107584,979.71769737990815,1044.226078658143,992.82062768624883,846.682906133291,703.5932314798099,648.17869668861317,616.94711115541907,518.22580671051151,399.38274468962521,296.68243718512292,228.23481001690109,175.90617563268231,130.63432201828778,90.405895411488231,53.210843750071625,23.072229545451361,6.010760193776199,0]
[15,357.09073432669908,366.15290577694071,382.26398264116619,413.48110068954406,461.8218729131101,523.26218091041574,604.85788491463472,706.6159711103785,791.25773511047908,821.48918242921968,818.46598699481831,831.56658058905714,889.01003712505587,918.23709442176153,905.13519339150332,922.26848628259552,949.48083801458813,952.50448116116092,931.33918221922693,993.82855258696566,1070.4337602486919,1036.1623080703848,904.1273626634927,731.80596523781946,660.26875041270193,619.96945487635514,531.32048016773717,425.56578875210613,318.83083861221496,245.34500251247366,194.01837655620983,144.71743439597881,101.46720444534975,61.251279440887508,27.089134400918912,7.0136346326260179,0]
[20,357.09073432669908,366.15290577694071,380.25006033647946,411.46702004179934,456.78613034538233,513.18948140797454,593.77630613486906,701.57807892996118,808.38874968158041,853.73728395177477,845.67514265533873,835.59757409714064,879.93976479348203,921.26063666397067,908.15869229691498,936.37849593019109,966.61494214244817,958.55179619027911,923.27633700149374,956.53602026718772,1035.15434114499,1047.2500086926027,961.57546801245155,783.19620891882039,681.426874236142,640.11878577395669,570.60640459417959,462.82902802857438,353.06317597546882,263.46297565607262,214.14502188707684,166.85076266433626,116.55272914527278,73.313876394686872,33.11558670666593,7.0136346326260179,0]
[25,357.09073432669908,366.15290577694071,379.24310317649696,409.45294924287418,450.74331252607004,505.13146382936355,585.71710566715115,692.5099642532108,800.32705011374333,856.76060658544282,860.79172000305243,826.52786616586718,840.63634328996886,880.94756823543594,906.14302524057416,940.40996641309926,975.68606162866456,998.86819238794283,993.82855258696566,981.73352147507615,1063.3777822545951,1118.8188453394343,1055.3138646951068,894.04911731734217,744.90510645760855,705.60838979549055,667.32138414895519,570.60640459417959,420.53045982902728,294.66902626557766,229.24125736189183,188.98703310439885,142.70547410211842,89.400386559498514,41.152539512670401,7.0136346326260179,0]
[30,357.09073432669908,367.1598276496963,378.23614868748763,405.42483738535867,445.70769278718001,496.0663476570511,569.59903862060082,667.32138414895519,778.15779709038316,846.682906133291,839.62858703182133,814.43507710939741,834.58982389522112,883.9709854667052,921.26063666397067,956.53602026718772,1000.884055427933,1042.2101301603341,1029.1065602168239,1028.0986001751089,1120.8349365574829,1348.6751565194156,1434.3776160370014,1294.2316936681152,1140.9960469290074,1023.0588147943211,903.11953305778582,753.97387774006802,605.86531128107947,365.14598667045368,241.3189644239616,196.03095062626178,157.79584087948061,105.48980471856567,46.176455080303917,7.0136346326260179,0]
[35,357.09073432669908,367.1598276496963,377.22919687654826,402.40377970846191,440.67212988461301,488.0086054558073,549.45209715999101,643.1412405542178,736.84406898263978,820.48144938076518,845.67514265533873,847.6906708095355,835.59757409714064,875.9085625698043,930.33132274107584,994.83647850888315,1057.3298383323311,1168.2141093458158,1276.084376499027,1332.5435271419701,1528.152042954941,1540.2523954607502,2038.4585205054343,2049.5536898985906,1311.3710600317036,991.8127038077688,1064.3857762544767,1035.15434114499,732.81358322238805,450.74331252607004,268.49597068019642,200.05616048375992,162.82629074089672,114.54120724389411,49.191070759971105,7.0136346326260179,0]
[40,357.09073432669908,367.1598276496963,375.21530131745635,396.36173249989935,431.60826196609258,474.91505885047809,530.31318604523244,599.82077828211254,696.54022288955241,802.34246743205267,861.79950130763405,877.92416137017199,864.82285227978628,871.87737888041204,958.55179619027911,1125.875180438205,1355.7328051232605,1502.9432835487548,1462.6101501037324,1713.7008728243975,1503.9516258616848,1597.7303542931845,2026.3547681664795,1959.7854330702003,1631.0080164014964,1334.559970193191,1115.7947153193904,1009.955489184565,802.34246743205267,546.43011894300389,350.04253730445583,220.18339253845178,169.86918038037837,117.55850313942643,49.191070759971105,8.016652840637061,0]
[45,357.09073432669908,366.15290577694071,372.19447824394808,390.31977730506173,421.53752081806556,463.83618533351046,505.13146382936355,564.56223551278072,655.23120091604528,751.95858576924502,853.73728395177477,901.10387721829318,922.26848628259552,957.54390769882389,1088.5779162930164,1354.7245673567784,1556.3863464020239,1772.1933611192419,1543.2774984550331,1710.6754529653192,1576.5540198432063,1581.5959786041019,1706.6415681363681,1800.4318084083402,1745.972348128648,1572.5204644301359,1332.5435271419701,1126.8832319225462,975.68606162866456,705.60838979549055,477.93661487693021,276.5489580510407,179.93095458195256,110.51826994484387,45.171626266426578,7.0136346326260179,0]
[50,357.09073432669908,365.14598667045368,370.18060979006805,385.28488595522572,412.47405913757262,449.73618406200961,485.99419058790693,536.35697932476273,603.8504602244393,700.57050482238492,800.32705011374333,902.1117045756348,999.87612340042017,1161.1575132111223,1292.2153124748895,1401.1042715935748,1592.6883443279025,1642.1007218620907,1750.0063246685534,1710.6754529653192,1655.2103793348597,1563.4450025815011,1626.9743239841825,1775.2188876679345,1841.7817597850521,1706.6415681363681,1414.2118595312106,1165.18984863025,1001.8919884694633,860.79172000305243,649.18619261853939,437.65081969353872,253.39727563823948,113.53545948863409,42.157275863478645,7.0136346326260179,0]
[55,357.09073432669908,364.13907033784858,368.16675228114894,381.25702016037638,402.40377970846191,432.61534908352962,469.8791748777619,512.18222225713123,565.56959255578886,638.10382383678518,731.80596523781946,861.79950130763405,1104.7063088020459,1309.3546523168495,1387.9968061579712,1503.9516258616848,1519.0768413494509,1559.4114808570475,1618.9069691460379,1732.8619887894267,1821.6109346304568,1747.9893352360714,1619.9153863085889,1520.0851944146068,1572.5204644301359,1737.9044230032487,1778.2444193679287,1558.4031020534044,1268.0189847411061,981.73352147507615,726.76789614310997,530.31318604523244,345.0081974980904,155.78370551195141,42.157275863478645,7.0136346326260179,0]
[60,357.09073432669908,364.13907033784858,368.16675228114894,377.22919687654826,394.34773714190084,417.50929134044378,453.76471138662032,491.03024332244547,534.34237396739513,586.72449969839079,667.32138414895519,823.50465222952312,1083.5378424249502,1322.4613577025991,1446.4772061481001,1443.4522991080316,1546.3026073731548,1516.0517861677681,1546.3026073731548,1641.0922909919893,1703.6161607642787,1751.0148202558562,1734.8789607183505,1769.1678397306264,1752.0233164234205,1688.4892046054501,1620.9238040982657,1488.826562337018,1438.4108014537403,1284.1498191833634,1072.4497625090453,806.37331722858721,530.31318604523244,234.2735599181982,42.157275863478645,8.016652840637061,0]
[65,357.09073432669908,363.13215678677932,367.1598276496963,374.20835758368617,386.29185899410305,405.42483738535867,430.60117719617693,465.85050649283932,502.10974023527302,542.40084064130906,605.86531128107947,761.02744192192483,975.68606162866456,1135.9557357237859,1240.7986678470982,1374.889464378952,1454.543655781004,1554.3695933613292,1523.1102576176645,1528.152042954941,1505.9683125132324,1676.3877370977445,1828.6706981792865,1850.8587032496278,1709.6669808663319,1713.7008728243975,1799.4232847732765,1830.6877784845742,1685.4638295811908,1451.5187319182774,1168.2141093458158,932.34704278695699,656.23870772958219,197.0372454153181,41.152539512670401,8.016652840637061,0]
[70,357.09073432669908,363.13215678677932,367.1598276496963,371.18754265259679,382.26398264116619,394.34773714190084,413.48110068954406,434.62953033917995,460.81471999188301,495.05912268737313,567.58431201598387,664.29881766947972,781.18084029008492,958.55179619027911,1058.3378265913834,1134.9476761605938,1259.9536442328774,1393.0381244474436,1487.8182302094006,1420.2615565053034,1495.8849063069583,1531.1771221372917,1568.4869193528862,1597.7303542931845,1844.8074026519096,1927.5102003034203,1895.2355074461827,1791.3551160479287,1741.9383808997075,1683.4469159116732,1627.9827461528605,1368.8399640508226,927.30775085588652,333.93290978257897,42.157275863478645,9.0197967621976929,0]
[75,357.09073432669908,362.12524602494449,365.14598667045368,366.15290577694071,376.22224775081384,384.27791554552124,397.3687340159081,412.47405913757262,429.5940947792626,456.78613034538233,511.17496508518565,586.72449969839079,669.33643607066585,743.89747198798739,848.69843668265162,913.19787946951817,1005.92373075542,1041.2021573717921,1210.5545715773555,1337.5846404755096,1347.6669240119957,1417.236704793469,1344.6422310132136,1554.3695933613292,1645.1260181828966,1649.1597552543581,1689.497664150761,1880.1069336146923,1997.1043323737529,1898.2612367205277,1695.5484340384025,1420.2615565053034,977.70187742826306,310.77669077501207,44.166819783667599,9.0197967621976929,0]
[80,357.09073432669908,362.12524602494449,362.12524602494449,361.11833806008326,369.17367966376946,375.21530131745635,386.29185899410305,395.35473353973106,410.45998340822337,436.64372091979766,470.88634737729012,495.05912268737313,548.44476923822299,605.86531128107947,658.25372599006528,746.92037948002371,758.00447781129969,817.45825766036501,864.82285227978628,975.68606162866456,1113.7786331869247,1118.8188453394343,1226.6846634991973,1358.757522914859,1352.7080940732289,1371.8647108836617,1615.8817214250384,1649.1597552543581,1645.1260181828966,1664.2863568606779,1634.0332922559537,1361.7822474330501,819.47371756879136,203.07512106555058,46.176455080303917,11.02640849775289,0]
[85,357.09073432669908,361.11833806008326,359.10453055246012,358.09763102539472,363.13215678677932,369.17367966376946,375.21530131745635,381.25702016037638,392.33375205940774,420.53045982902728,451.75044323818958,462.82902802857438,464.84334482317331,482.97258393675241,510.16770989602873,582.69493397084909,611.90990452585947,666.3138604664249,693.51752672087775,690.4948437134459,767.07340608364041,858.77616093134179,948.4729591018255,976.6939690089232,1010.9634313066751,1173.2545612426522,1247.85573028107,1280.1170914954396,1350.6916237926162,1454.543655781004,1264.9944760272024,1005.92373075542,420.53045982902728,99.455963666700598,42.157275863478645,11.02640849775289,0]
[90,357.09073432669908,360.11143289997989,356.08384046433116,356.08384046433116,360.11143289997989,363.13215678677932,365.14598667045368,368.16675228114894,377.22919687654826,395.35473353973106,422.54458421059621,444.70057563922984,420.53045982902728,426.57286170170653,433.62243854303483,438.65792078245397,473.90787777004903,512.18222225713123,551.46675853493446,561.54017517044895,584.70971336682805,602.84303721328456,686.46462027603934,748.93565793445475,718.70705826340179,798.31163786566447,844.66738037710456,904.1273626634927,997.86026239152636,1023.0588147943211,907.15085820945785,671.35149405270056,303.72948230075701,81.356733631351972,39.143140946941287,11.02640849775289,0]
[95,357.09073432669908,359.10453055246012,353.06317597546882,354.07006128064398,360.11143289997989,361.11833806008326,360.11143289997989,359.10453055246012,363.13215678677932,371.18754265259679,391.32676338790498,405.42483738535867,402.40377970846191,411.46702004179934,400.38975383450293,380.25006033647946,387.29883465531185,398.375738081294,416.5022400230921,460.81471999188301,467.86483635338556,478.9438044658425,516.21127069520219,536.35697932476273,569.59903862060082,583.70232280039875,569.59903862060082,581.68754688117576,637.09634525057652,660.26875041270193,617.9545574224918,537.36428484003864,284.6021797270547,78.340564620239888,39.143140946941287,11.02640849775289,0]
[100,357.09073432669908,358.09763102539472,351.04941397916343,352.05629353891283,358.09763102539472,355.07694944629657,350.04253730445583,347.02192467364125,349.03566352307149,349.03566352307149,347.02192467364125,364.13907033784858,383.27094777186403,377.22919687654826,365.14598667045368,372.19447824394808,383.27094777186403,381.25702016037638,378.23614868748763,370.18060979006805,363.13215678677932,383.27094777186403,407.43888834111851,400.38975383450293,407.43888834111851,430.60117719617693,442.68634818412619,434.62953033917995,420.53045982902728,421.53752081806556,387.29883465531185,329.90562278367804,173.89382052669683,68.287532720608553,38.138479987815508,12.029855959070284,0]
[105,357.09073432669908,356.08384046433116,351.04941397916343,353.06317597546882,354.07006128064398,347.02192467364125,338.96708669873658,332.92608346097444,330.91243995228746,327.89199766453015,320.84440753413026,322.85798908042426,321.85119673416409,317.82405891022592,334.93973913680242,347.02192467364125,347.02192467364125,354.07006128064398,340.98077844143347,345.0081974980904,341.98762877226108,340.98077844143347,339.97393108066609,335.94657151454635,336.95340690676727,366.15290577694071,338.96708669873658,338.96708669873658,357.09073432669908,329.90562278367804,260.44322462984479,196.03095062626178,104.48414005107793,56.225874000831865,33.11558670666593,11.02640849775289,0]
[110,357.09073432669908,355.07694944629657,352.05629353891283,353.06317597546882,346.01505962239901,334.93973913680242,325.87838489895006,315.81050907438771,309.76993684768291,306.74969472040391,300.70929988356477,294.66902626557766,289.63555930121174,281.58219456930817,277.55559808638526,266.48276126055515,264.46956703503446,266.48276126055515,262.45638811906474,264.46956703503446,270.50919518025506,267.48936407825727,261.44980443871583,263.46297565607262,272.52243464871941,259.43664870738462,253.39727563823948,257.42350858200774,259.43664870738462,231.25416527541577,212.13226923574965,159.80800188016397,86.383928307687412,47.181305740243346,28.093457349309364,10.023052380778998,0]
[115,357.09073432669908,353.06317597546882,352.05629353891283,346.01505962239901,333.93290978257897,323.86478456311931,313.79697206375391,301.71602400391555,291.64893568472075,288.62887634657591,279.56888908570443,274.53568897522905,265.47616224135629,253.39727563823948,247.35804637556123,238.29947983255269,236.28651130948512,234.2735599181982,229.24125736189183,225.21549466265694,220.18339253845178,210.11953566284186,198.04354533856682,194.01837655620983,185.96829104052892,171.8814886853159,163.83239950048687,155.78370551195141,150.7534814279953,137.67569823504508,121.58168435931715,100.46157902783952,68.287532720608553,41.152539512670401,25.080601549217004,9.0197967621976929,0]
[120,357.09073432669908,352.05629353891283,350.04253730445583,332.92608346097444,320.84440753413026,311.78344796045536,304.73621645504568,292.65562908951142,284.6021797270547,279.56888908570443,272.52243464871941,267.48936407825727,254.40382792207021,250.37764281601082,242.32546769872059,233.2670906927834,229.24125736189183,221.18980385521934,209.1131760876558,205.08778640429045,200.05616048375992,188.98703310439885,176.9123618266558,172.88765168108893,164.83851443258101,150.7534814279953,137.67569823504508,127.61670426943685,116.55272914527278,104.48414005107793,91.411415436090294,73.313876394686872,54.215835334169334,37.13384546983891,22.068108142325048,8.016652840637061,0]
[125,357.09073432669908,349.03566352307149,346.01505962239901,323.86478456311931,309.76993684768291,305.7429539319009,298.69586175506231,286.61552097237734,275.54232167620648,267.48936407825727,258.43007668638376,250.37764281601082,239.30597047327453,232.26062580560185,225.21549466265694,217.16418624552571,212.13226923574965,204.08145125625859,197.0372454153181,193.0120973286374,184.96205452537305,173.89382052669683,159.80800188016397,157.79584087948061,150.7534814279953,139.68758692140284,123.59332512567987,111.52399075900288,101.46720444534975,88.394889005535376,74.319187225450264,61.251279440887508,47.181305740243346,33.11558670666593,19.056026783849234,7.0136346326260179,0]
[130,357.09073432669908,347.02192467364125,338.96708669873658,317.82405891022592,305.7429539319009,297.68914776956171,284.6021797270547,269.50258105221343,257.42350858200774,247.35804637556123,237.29299343863059,228.23481001690109,220.18339253845178,214.14502188707684,205.08778640429045,199.04985036997184,193.0120973286374,185.96829104052892,178.92475133337754,174.89999518835882,172.88765168108893,165.84463549957897,155.78370551195141,151.75951300673236,146.72942263482432,134.65792041235557,116.55272914527278,102.47283981975923,90.405895411488231,78.340564620239888,66.277097278608665,54.215835334169334,41.152539512670401,28.093457349309364,16.044422974417238,6.010760193776199,0]
[135,357.09073432669908,344.00133830923949,332.92608346097444,314.80373896081153,302.72275148002575,286.61552097237734,270.50919518025506,256.41694440954058,245.34500251247366,236.28651130948512,226.22192864759808,217.16418624552571,208.10682135074404,200.05616048375992,190.99955462404839,186.97453299484269,180.93716345181977,174.89999518835882,168.86303514077807,166.85076266433626,163.83239950048687,155.78370551195141,141.69950455700601,133.65200941145397,127.61670426943685,117.55850313942643,104.48414005107793,91.411415436090294,80.351331340225968,70.298027302456234,58.235984471133037,47.181305740243346,36.12923810708449,24.076394620737908,13.03338714150617,4.0055490228453374,0]
[140,357.09073432669908,341.98762877226108,329.90562278367804,310.77669077501207,293.66232595374214,275.54232167620648,262.45638811906474,250.37764281601082,236.28651130948512,228.23481001690109,219.17698581717505,209.1131760876558,200.05616048375992,189.99329120214583,181.94337791178063,178.92475133337754,171.8814886853159,166.85076266433626,160.81409189195779,157.79584087948061,151.75951300673236,138.68163893346625,123.59332512567987,114.54120724389411,111.52399075900288,105.48980471856567,96.439178946735424,83.367575300668861,72.308579335641099,62.256411089425562,53.210843750071625,43.162036139125405,31.106636592896205,20.060004479273225,11.02640849775289,3.0032976479526123,0]
[145,357.09073432669908,338.96708669873658,327.89199766453015,306.74969472040391,285.60884857740479,268.49597068019642,257.42350858200774,244.33848676014631,232.26062580560185,222.19621974660973,213.13864318787526,202.06879585668304,192.00582334211265,182.94959793098093,174.89999518835882,174.89999518835882,166.85076266433626,154.77764754354726,142.70547410211842,137.67569823504508,132.64610597383572,124.59915780868042,114.54120724389411,105.48980471856567,99.455963666700598,95.433604846914434,79.345941616877255,76.329849463361882,67.282307497705418,58.235984471133037,48.186177781824156,37.13384546983891,27.089134400918912,18.052101952375242,10.023052380778998,3.0032976479526123,0]
[150,357.09073432669908,337.96024530447613,325.87838489895006,301.71602400391555,279.56888908570443,264.46956703503446,251.38418306924891,239.30597047327453,228.23481001690109,219.17698581717505,208.10682135074404,196.03095062626178,186.97453299484269,179.93095458195256,171.8814886853159,162.82629074089672,152.76555124800095,142.70547410211842,133.65200941145397,129.62844161748095,126.61084744487482,118.56428573008029,108.50685582932681,97.444763521530547,89.400386559498514,84.37301438003783,79.345941616877255,73.313876394686872,62.256411089425562,52.205871129025049,43.162036139125405,34.120107905260866,25.080601549217004,17.048232921663399,9.0197967621976929,2.001386774925161,0]
[155,357.09073432669908,335.94657151454635,324.871583172518,295.67573001326275,275.54232167620648,261.44980443871583,248.36457445281798,237.29299343863059,226.22192864759808,216.15779343785601,203.07512106555058,192.00582334211265,185.96829104052892,171.8814886853159,159.80800188016397,152.76555124800095,149.7474565561628,140.69354214646376,131.64021015674211,122.58750062023773,118.56428573008029,115.54696382165466,107.50116269711758,95.433604846914434,85.378465429273547,78.340564620239888,74.319187225450264,68.287532720608553,60.246164270520133,49.191070759971105,41.152539512670401,37.13384546983891,26.08484865749011,16.044422974417238,8.016652840637061,1,0]
[160,357.09073432669908,334.93973913680242,324.871583172518,291.64893568472075,272.52243464871941,258.43007668638376,246.35152238988556,235.28003346324601,224.20906517072982,213.13864318787526,200.05616048375992,190.99955462404839,177.91855373764352,165.84463549957897,155.78370551195141,146.72942263482432,149.7474565561628,136.66976487929523,124.59915780868042,116.55272914527278,113.53545948863409,119.57007684445347,108.50685582932681,98.450358463414005,84.37301438003783,75.324511642000047,68.287532720608553,65.271902290436884,61.251279440887508,62.256411089425562,52.205871129025049,42.157275863478645,30.102209640499385,16.044422974417238,8.016652840637061,1,0]
[165,357.09073432669908,333.93290978257897,323.86478456311931,287.62219689954674,270.50919518025506,257.42350858200774,244.33848676014631,234.2735599181982,222.19621974660973,209.1131760876558,199.04985036997184,185.96829104052892,173.89382052669683,162.82629074089672,151.75951300673236,143.71145073160676,138.68163893346625,132.64610597383572,122.58750062023773,113.53545948863409,111.52399075900288,108.50685582932681,109.51255827368547,99.455963666700598,88.394889005535376,73.313876394686872,66.277097278608665,65.271902290436884,76.329849463361882,69.292772726876819,67.282307497705418,48.186177781824156,26.08484865749011,16.044422974417238,7.0136346326260179,1,0]
[170,357.09073432669908,331.91926018114111,322.85798908042426,283.5955144338393,268.49597068019642,257.42350858200774,245.34500251247366,232.26062580560185,220.18339253845178,208.10682135074404,196.03095062626178,182.94959793098093,171.8814886853159,160.81409189195779,150.7534814279953,139.68758692140284,131.64021015674211,132.64610597383572,120.57587641098782,111.52399075900288,106.49547896400243,102.47283981975923,100.46157902783952,101.46720444534975,90.405895411488231,81.356733631351972,73.313876394686872,68.287532720608553,68.287532720608553,80.351331340225968,61.251279440887508,41.152539512670401,25.080601549217004,18.052101952375242,7.0136346326260179,0,0]
[175,357.09073432669908,331.91926018114111,322.85798908042426,281.58219456930817,267.48936407825727,257.42350858200774,245.34500251247366,231.25416527541577,217.16418624552571,207.1004714754566,195.02466099770112,181.94337791178063,169.86918038037837,159.80800188016397,148.74143843620294,137.67569823504508,130.63432201828778,124.59915780868042,121.58168435931715,111.52399075900288,104.48414005107793,97.444763521530547,95.433604846914434,92.416946510646028,94.428041332223657,93.422488515161888,86.383928307687412,86.383928307687412,69.292772726876819,53.210843750071625,44.166819783667599,44.166819783667599,38.138479987815508,22.068108142325048,7.0136346326260179,0,0]
[180,357.09073432669908,331.91926018114111,324.871583172518,281.58219456930817,267.48936407825727,258.43007668638376,246.35152238988556,231.25416527541577,217.16418624552571,207.1004714754566,193.0120973286374,181.94337791178063,169.86918038037837,160.81409189195779,146.72942263482432,137.67569823504508,130.63432201828778,122.58750062023773,117.55850313942643,114.54120724389411,104.48414005107793,96.439178946735424,90.405895411488231,91.411415436090294,96.439178946735424,102.47283981975923,97.444763521530547,75.324511642000047,56.225874000831865,46.176455080303917,41.152539512670401,40.147827669756929,41.152539512670401,36.12923810708449,7.0136346326260179,0,0]
[null,"AG - LED 51W Type III"]
[null,"Generic"]
[null,"LED"]
[null,"NA"]
[null,51]
[]
[]
[null,38]
[null,21]
[null,0,2.5,5,7.5,10,12.5,15,17.5,20,22.5,25,27.5,30,32.5,35,37.5,40,42.5,45,47.5,50,52.5,55,57.5,60,62.5,65,67.5,69,70,72.5,75,77.5,80,82.5,85,87.5,90]
[0,474.91505885047809,480.95818998708097,488.0086054558073,493.044678893796,499.08803480791187,504.12422061952947,508.15320548172508,511.17496508518565,513.18948140797454,519.23307765386471,532.32777619799867,552.47409198138303,579.67277793349717,613.92478222574721,653.21619193423737,695.5326560411628,745.91274228889881,808.38874968158041,878.93196250462074,956.53602026718772,1025.0747259772024,1083.5378424249502,1126.8832319225462,1140.9960469290074,1116.8027577507125,1042.2101301603341,938.39422900883744,773.11941785205272,559.52547729664832,539.37890152609612,315.81050907438771,149.7474565561628,84.37301438003783,56.225874000831865,36.12923810708449,18.052101952375242,2.001386774925161,0]
[5,474.91505885047809,478.9438044658425,484.98698627977393,493.044678893796,499.08803480791187,503.11697942016013,507.14595626443844,508.15320548172508,511.17496508518565,518.22580671051151,531.32048016773717,552.47409198138303,580.68016153438612,614.93222355435944,653.21619193423737,694.5250906509001,746.92037948002371,809.39646779127065,882.96317857335953,960.56757634820201,1032.1304462556957,1088.5779162930164,1134.9476761605938,1148.0525199632134,1122.8510313983415,1045.2340543655314,943.43358060979006,782.18852395600732,568.59167442682008,546.43011894300389,321.85119673416409,152.76555124800095,85.378465429273547,57.230920419256371,36.12923810708449,18.052101952375242,2.001386774925161,0]
[15,474.91505885047809,479.95099617070338,484.98698627977393,492.03746007824526,497.07357466978522,502.10974023527302,507.14595626443844,509.16045669356748,512.18222225713123,518.22580671051151,531.32048016773717,553.48142726268577,582.69493397084909,617.9545574224918,657.24621608837697,702.58565448312538,755.98917509219189,820.48144938076518,898.08040190768418,989.79685912166553,1074.4657685553254,1145.0283119130809,1199.4652577592099,1225.6765265172949,1208.5383251256644,1128.8993375929786,1017.011105086951,865.83063828540855,656.23870772958219,632.0589762438625,375.21530131745635,174.89999518835882,97.444763521530547,62.256411089425562,40.147827669756929,19.056026783849234,2.001386774925161,0]
[25,474.91505885047809,478.9438044658425,484.98698627977393,491.03024332244547,499.08803480791187,505.13146382936355,509.16045669356748,513.18948140797454,517.21853772302381,520.24035054929641,533.33507413241443,556.50344408245246,587.73189545758112,628.02910989995701,667.32138414895519,713.66908038924851,768.08107141579546,837.61307814199472,921.26063666397067,1017.011105086951,1124.8671298555184,1217.6114605410178,1286.1661877742031,1331.5353067591789,1340.6093175906831,1295.2398854419098,1170.2302875026519,1029.1065602168239,837.61307814199472,814.43507710939741,512.18222225713123,252.3907273486665,127.61670426943685,78.340564620239888,50.19598424777044,23.072229545451361,4.0055490228453374,0]
[35,474.91505885047809,479.95099617070338,485.99419058790693,493.044678893796,500.09526792509121,505.13146382936355,513.18948140797454,516.21127069520219,520.24035054929641,525.27674417612116,536.35697932476273,557.51078666996455,588.73929294176708,628.02910989995701,678.4042444537622,731.80596523781946,785.21158272846617,847.6906708095355,930.33132274107584,1035.15434114499,1151.0767359718063,1273.0598486045944,1376.9059704032798,1448.493814353101,1497.90158213066,1501.9349419116575,1438.4108014537403,1301.2890525268974,1109.7464798657393,1085.5538691678053,739.86694776308775,427.57993702648378,232.26062580560185,125.60499860335548,73.313876394686872,31.106636592896205,3.0032976479526123,0]
[45,474.91505885047809,479.95099617070338,484.98698627977393,492.03746007824526,499.08803480791187,506.1387090456617,515.20400563086378,520.24035054929641,527.29131516049324,533.33507413241443,540.38621268984684,555.49610331653514,583.70232280039875,621.98435887211519,671.35149405270056,734.82882334190344,811.41190776924054,890.01785088596125,968.63073915137215,1051.2819289698355,1156.117113614974,1285.1580030837267,1416.2284223220859,1540.2523954607502,1650.1681910632308,1747.9893352360714,1825.6450818896419,1833.7134031046771,1510.0016939064622,1648.1513200615109,1245.8394226502153,705.60838979549055,456.78613034538233,291.64893568472075,144.71743439597881,68.287532720608553,14.036995597894803,0]
[55,474.91505885047809,479.95099617070338,483.97978406127578,490.02302863061311,498.08080372144371,507.14595626443844,515.20400563086378,525.27674417612116,536.35697932476273,546.43011894300389,554.48876437551053,563.55488026541718,581.68754688117576,611.90990452585947,655.23120091604528,713.66908038924851,788.23465312812414,874.90076490654008,975.68606162866456,1094.6260356973835,1219.6277220456941,1342.625772789228,1467.6517316400773,1616.8901367038713,1800.4318084083402,2055.6056257882178,2347.1273711636914,2544.8585250067572,2486.34458988199,2464.1500071140017,2086.8742436312004,1513.0267370160941,861.79950130763405,506.1387090456617,320.84440753413026,157.79584087948061,33.11558670666593,0]
[65,474.91505885047809,477.93661487693021,481.96538591056179,488.0086054558073,497.07357466978522,507.14595626443844,518.22580671051151,528.29860353797324,543.40815742206803,557.51078666996455,570.60640459417959,585.71710566715115,606.87273932099311,636.08886825596176,672.35902531066267,717.69945985823824,773.11941785205272,847.6906708095355,941.4178367344432,1056.3218510332676,1182.3274291099117,1326.4942162964878,1500.9266009508469,1717.7347742684135,1999.1215901386311,2460.1146498324629,2824.3310402396555,3024.1155127116162,3031.1788467449569,3024.1155127116162,2801.1246498283881,2225.06687383394,1295.2398854419098,511.17496508518565,335.94657151454635,160.81409189195779,37.13384546983891,0]
[75,474.91505885047809,476.92942740841636,479.95099617070338,487.00139698135308,497.07357466978522,506.1387090456617,516.21127069520219,529.30589383410154,545.42279657635379,561.54017517044895,576.65063763657156,597.80594744145617,628.02910989995701,667.32138414895519,713.66908038924851,772.11174593380383,841.64410075501223,919.24494073234825,1017.011105086951,1121.8429835254665,1228.7009399454205,1349.6833897798092,1492.8598976651629,1675.3792854027276,1934.5703616489466,2386.4705520936836,2694.1759667401593,2750.6766397934202,2694.1759667401593,2681.0599074576367,2431.8673346249552,1952.7251802224259,1021.0429075797676,388.30581293204847,241.3189644239616,117.55850313942643,31.106636592896205,0]
[85,474.91505885047809,474.91505885047809,476.92942740841636,483.97978406127578,493.044678893796,503.11697942016013,515.20400563086378,528.29860353797324,544.41547606823053,560.5328253292854,577.65801598154644,600.82819623930686,633.06644684686921,673.36655807690715,720.72225930536899,780.17315792272359,852.72951211551185,931.33918221922693,1027.0906411206226,1127.8912843077392,1225.6765265172949,1333.5517482868315,1459.5852095112941,1612.8564793622302,1857.9185789229516,2253.3116963455018,2460.1146498324629,2376.3824947816124,2216.9969901350937,2199.8485848430059,1948.6907614674124,1538.235663427984,584.70971336682805,243.33197514986256,173.89382052669683,87.389402877861457,18.052101952375242,0]
[90,474.91505885047809,473.90787777004903,476.92942740841636,481.96538591056179,490.02302863061311,502.10974023527302,514.19674253383948,528.29860353797324,543.40815742206803,560.5328253292854,576.65063763657156,599.82077828211254,630.04403985316117,670.34396430528011,719.71465807976961,778.15779709038316,847.6906708095355,925.29204173531855,1020.0349554630559,1119.8268904951999,1217.6114605410178,1324.477785466137,1450.5104253628438,1607.8144218600987,1854.8929146325258,2239.189240599384,2408.6644278867211,2276.5130653482238,2085.8655711959245,2064.6835629810971,1783.2869836248437,1332.5435271419701,444.70057563922984,141.69950455700601,84.37301438003783,46.176455080303917,10.023052380778998,0]
[95,474.91505885047809,471.89352202889989,474.91505885047809,479.95099617070338,487.00139698135308,499.08803480791187,511.17496508518565,525.27674417612116,540.38621268984684,556.50344408245246,573.62851316240085,596.79853456367937,626.01418640486224,664.29881766947972,710.64631070258758,768.08107141579546,833.58207490892198,910.1743638225912,999.87612340042017,1099.6661607109011,1196.4409171809359,1303.3054478043848,1429.3361502014563,1588.6547478341136,1843.7988544784041,2205.9009479859465,2341.0746322983518,2198.839859268573,1998.1129610018729,1978.9491043381777,1690.5061242974168,1240.7986678470982,424.55871818329314,124.59915780868042,84.37301438003783,50.19598424777044,14.036995597894803,0]
[105,474.91505885047809,471.89352202889989,472.90069882800782,475.92224206476931,482.97258393675241,493.044678893796,507.14595626443844,519.23307765386471,533.33507413241443,547.4374431647625,563.55488026541718,585.71710566715115,610.90246816001093,645.15621829516817,684.44951741281852,729.79073342857248,783.19620891882039,845.67514265533873,917.22924921626895,1001.8919884694633,1081.5218194293543,1167.2060215705862,1266.0026447966725,1398.0794609630132,1595.7135483968173,1850.8587032496278,1944.656351056595,1826.6536200966789,1659.2441410024423,1643.1091533508616,1422.2781278895166,1100.6741884862965,462.82902802857438,121.58168435931715,69.292772726876819,44.166819783667599,9.0197967621976929,0]
[115,474.91505885047809,470.88634737729012,468.87200453491903,469.8791748777619,475.92224206476931,484.98698627977393,497.07357466978522,511.17496508518565,524.26946157658676,536.35697932476273,551.46675853493446,571.61377234442114,595.7911233847426,623.99926938862291,659.26123743228948,694.5250906509001,734.82882334190344,777.15011862876509,819.47371756879136,867.84621381082877,914.20572024248941,958.55179619027911,1001.8919884694633,1055.3138646951068,1123.8590801752944,1182.3274291099117,1153.0928843885954,1004.9157936679831,795.2885290281929,772.11174593380383,481.96538591056179,228.23481001690109,100.46157902783952,60.246164270520133,39.143140946941287,27.089134400918912,5.0080536687636448,0]
[125,474.91505885047809,469.8791748777619,467.86483635338556,466.85767033780468,468.87200453491903,473.90787777004903,484.98698627977393,498.08080372144371,511.17496508518565,526.28402870531886,543.40815742206803,565.56959255578886,589.74669214800133,615.93966653181371,642.13375404750673,667.32138414895519,690.4948437134459,708.6311380440219,720.72225930536899,729.79073342857248,733.8212025910484,729.79073342857248,711.6538991736503,678.4042444537622,621.98435887211519,539.37890152609612,430.60117719617693,294.66902626557766,174.89999518835882,165.84463549957897,86.383928307687412,58.235984471133037,47.181305740243346,37.13384546983891,30.102209640499385,20.060004479273225,6.010760193776199,0]
[135,474.91505885047809,469.8791748777619,465.85050649283932,463.83618533351046,461.8218729131101,463.83618533351046,470.88634737729012,483.97978406127578,500.09526792509121,515.20400563086378,533.33507413241443,551.46675853493446,572.62114186819917,593.77630613486906,609.89503345385992,617.9545574224918,620.97690605782327,616.94711115541907,606.87273932099311,589.74669214800133,565.56959255578886,529.30589383410154,480.95818998708097,416.5022400230921,338.96708669873658,252.3907273486665,165.84463549957897,101.46720444534975,66.277097278608665,64.266722767294254,48.186177781824156,40.147827669756929,36.12923810708449,34.120107905260866,29.097816174642574,20.060004479273225,9.0197967621976929,0]
[145,474.91505885047809,469.8791748777619,463.83618533351046,458.80042075130535,454.77184881299468,454.77184881299468,459.80756926967933,469.8791748777619,483.97978406127578,499.08803480791187,514.19674253383948,528.29860353797324,541.39352572941186,551.46675853493446,552.47409198138303,547.4374431647625,538.37159224165714,523.26218091041574,503.11697942016013,472.90069882800782,435.63662446655979,390.31977730506173,333.93290978257897,269.50258105221343,204.08145125625859,143.71145073160676,96.439178946735424,68.287532720608553,52.205871129025049,52.205871129025049,42.157275863478645,36.12923810708449,33.11558670666593,31.106636592896205,28.093457349309364,20.060004479273225,8.016652840637061,0]
[155,474.91505885047809,468.87200453491903,460.81471999188301,452.75757619336599,447.721933898185,446.71481220853684,449.73618406200961,456.78613034538233,466.85767033780468,477.93661487693021,488.0086054558073,497.07357466978522,502.10974023527302,501.10250306890003,494.05189976489993,484.98698627977393,469.8791748777619,448.72905785103239,423.55165000090165,391.32676338790498,348.02879264334069,299.70257913018418,247.35804637556123,194.01837655620983,145.72342504642882,105.48980471856567,76.329849463361882,58.235984471133037,47.181305740243346,47.181305740243346,39.143140946941287,35.124658653290489,32.111095952304076,30.102209640499385,28.093457349309364,21.064032395764698,7.0136346326260179,0]
[165,474.91505885047809,467.86483635338556,458.80042075130535,448.72905785103239,442.68634818412619,440.67212988461301,443.69346076982475,448.72905785103239,454.77184881299468,460.81471999188301,465.85050649283932,469.8791748777619,469.8791748777619,464.84334482317331,456.78613034538233,443.69346076982475,427.57993702648378,405.42483738535867,376.22224775081384,340.98077844143347,299.70257913018418,254.40382792207021,208.10682135074404,163.83239950048687,125.60499860335548,93.422488515161888,69.292772726876819,53.210843750071625,43.162036139125405,43.162036139125405,36.12923810708449,34.120107905260866,31.106636592896205,29.097816174642574,28.093457349309364,21.064032395764698,8.016652840637061,0]
[175,474.91505885047809,467.86483635338556,458.80042075130535,447.721933898185,440.67212988461301,437.65081969353872,439.66502418123878,442.68634818412619,446.71481220853684,449.73618406200961,450.74331252607004,450.74331252607004,447.721933898185,440.67212988461301,430.60117719617693,415.49519113823135,399.38274468962521,377.22919687654826,348.02879264334069,312.79020839351324,273.5290599615526,231.25416527541577,187.9807803590999,149.7474565561628,117.55850313942643,89.400386559498514,66.277097278608665,50.19598424777044,41.152539512670401,41.152539512670401,35.124658653290489,33.11558670666593,31.106636592896205,29.097816174642574,27.089134400918912,22.068108142325048,7.0136346326260179,0]
[180,474.91505885047809,468.87200453491903,460.81471999188301,449.73618406200961,442.68634818412619,439.66502418123878,440.67212988461301,443.69346076982475,446.71481220853684,450.74331252607004,450.74331252607004,448.72905785103239,443.69346076982475,436.64372091979766,427.57993702648378,413.48110068954406,396.36173249989935,373.20141655675388,344.00133830923949,307.75643880970762,268.49597068019642,226.22192864759808,182.94959793098093,146.72942263482432,115.54696382165466,88.394889005535376,66.277097278608665,50.19598424777044,41.152539512670401,41.152539512670401,35.124658653290489,33.11558670666593,31.106636592896205,29.097816174642574,28.093457349309364,21.064032395764698,7.0136346326260179,0]
[null,"AJ - LED 54W Type III"]
[null,"Generic"]
[null,"LED"]
[null,"NA"]
[null,54]
[]
[]
[null,38]
[null,21]
[null,0,2.5,5,7.5,10,12.5,15,17.5,20,22.5,25,27.5,30,32.5,35,37.5,40,42.5,45,47.5,50,52.5,55,57.5,60,62.5,65,67.5,69,70,72.5,75,77.5,80,82.5,85,87.5,90]
[0,409.45294924287418,413.48110068954406,420.53045982902728,426.57286170170653,432.61534908352962,438.65792078245397,444.70057563922984,448.72905785103239,449.73618406200961,455.77898846755306,468.87200453491903,483.97978406127578,503.11697942016013,532.32777619799867,562.54752681690172,595.7911233847426,636.08886825596176,684.44951741281852,739.86694776308775,805.36560288841395,861.79950130763405,912.19003980772868,958.55179619027911,994.83647850888315,1002.8999225239919,958.55179619027911,879.93976479348203,744.90510645760855,549.45209715999101,524.26946157658676,289.63555930121174,141.69950455700601,83.367575300668861,56.225874000831865,41.152539512670401,29.097816174642574,13.03338714150617,0]
[5,409.45294924287418,411.46702004179934,419.52340124922512,426.57286170170653,432.61534908352962,439.66502418123878,442.68634818412619,447.721933898185,449.73618406200961,455.77898846755306,466.85767033780468,483.97978406127578,504.12422061952947,530.31318604523244,562.54752681690172,595.7911233847426,637.09634525057652,684.44951741281852,742.8898388818767,807.3810328268321,867.84621381082877,918.23709442176153,966.61494214244817,999.87612340042017,1007.9396079561258,960.56757634820201,884.97879350789503,751.95858576924502,556.50344408245246,533.33507413241443,297.68914776956171,145.72342504642882,84.37301438003783,58.235984471133037,41.152539512670401,30.102209640499385,14.036995597894803,0]
[15,409.45294924287418,413.48110068954406,419.52340124922512,425.56578875210613,431.60826196609258,438.65792078245397,442.68634818412619,447.721933898185,449.73618406200961,454.77184881299468,466.85767033780468,485.99419058790693,509.16045669356748,535.34967569936532,568.59167442682008,604.85788491463472,647.1712023231205,695.5326560411628,755.98917509219189,832.57432713971048,910.1743638225912,968.63073915137215,1019.0270043413617,1062.3697892092532,1078.4977919773303,1035.15434114499,953.51236434235159,824.51238897835572,636.08886825596176,606.87273932099311,350.04253730445583,168.86303514077807,96.439178946735424,63.261558950597731,43.162036139125405,30.102209640499385,15.040675804218308,0]
[25,409.45294924287418,414.48814469174425,419.52340124922512,426.57286170170653,433.62243854303483,439.66502418123878,445.70769278718001,448.72905785103239,452.75757619336599,456.78613034538233,467.86483635338556,488.0086054558073,516.21127069520219,545.42279657635379,576.65063763657156,611.90990452585947,656.23870772958219,709.63872365870475,775.13476562306744,854.74505697644986,943.43358060979006,1025.0747259772024,1086.561883942285,1142.0041118423874,1178.2950347724434,1170.2302875026519,1094.6260356973835,977.70187742826306,801.33475813991458,775.13476562306744,488.0086054558073,245.34500251247366,126.61084744487482,80.351331340225968,52.205871129025049,33.11558670666593,15.040675804218308,0]
[35,409.45294924287418,413.48110068954406,418.51634508443101,424.55871818329314,430.60117719617693,438.65792078245397,444.70057563922984,448.72905785103239,453.76471138662032,458.80042075130535,467.86483635338556,485.99419058790693,513.18948140797454,547.4374431647625,586.72449969839079,626.01418640486224,671.35149405270056,719.71465807976961,787.22696170574807,869.86179401276763,964.5991493330996,1067.4097639723441,1159.1413507444108,1231.7253608106423,1288.1825595230227,1329.5188682821172,1330.5270871390355,1228.7009399454205,1060.3538059858045,1033.1384102366906,709.63872365870475,426.57286170170653,233.2670906927834,128.62256901424442,77.335200513321496,43.162036139125405,17.048232921663399,0]
[45,409.45294924287418,411.46702004179934,415.49519113823135,421.53752081806556,430.60117719617693,437.65081969353872,445.70769278718001,453.76471138662032,458.80042075130535,464.84334482317331,469.8791748777619,482.97258393675241,505.13146382936355,539.37890152609612,580.68016153438612,632.0589762438625,692.5099642532108,754.98152574436392,817.45825766036501,882.96317857335953,962.58336073208568,1063.3777822545951,1176.2788427705009,1287.1743732541738,1397.0711922049652,1511.0100409375907,1620.9238040982657,1661.2610255114619,1559.4114808570475,1536.2189340366481,1197.4490298593973,708.6311380440219,452.75757619336599,289.63555930121174,155.78370551195141,88.394889005535376,37.13384546983891,0]
[55,409.45294924287418,411.46702004179934,414.48814469174425,420.53045982902728,428.5870147208546,435.63662446655979,444.70057563922984,453.76471138662032,464.84334482317331,474.91505885047809,481.96538591056179,492.03746007824526,506.1387090456617,530.31318604523244,566.57695139125042,614.93222355435944,677.39670417975822,747.92801802915096,831.56658058905714,924.28418881946754,1020.0349554630559,1115.7947153193904,1225.6765265172949,1354.7245673567784,1544.2858674367747,1775.2188876679345,2006.1820083163216,2160.5086319512475,2162.5260481349956,2149.4128766270524,1897.2526597600297,1458.5768973715776,890.01785088596125,512.18222225713123,340.98077844143347,181.94337791178063,77.335200513321496,0]
[65,409.45294924287418,409.45294924287418,412.47405913757262,418.51634508443101,427.57993702648378,436.64372091979766,445.70769278718001,456.78613034538233,468.87200453491903,479.95099617070338,494.05189976489993,508.15320548172508,528.29860353797324,555.49610331653514,584.70971336682805,621.98435887211519,671.35149405270056,729.79073342857248,799.31934335512847,883.9709854667052,988.78893831612163,1115.7947153193904,1270.0353278886269,1458.5768973715776,1748.9978296618476,2062.6662401528342,2335.0219090664305,2493.4065441725379,2530.7343474555228,2525.6900173918793,2352.1713321312977,1877.0812334106956,1214.5870745396398,697.5477911939663,350.04253730445583,203.07512106555058,81.356733631351972,0]
[75,409.45294924287418,408.44591755181006,411.46702004179934,417.50929134044378,426.57286170170653,434.62953033917995,444.70057563922984,455.77898846755306,468.87200453491903,481.96538591056179,497.07357466978522,517.21853772302381,541.39352572941186,575.64326104967381,616.94711115541907,664.29881766947972,721.72986193823385,788.23465312812414,863.81506744737169,948.4729591018255,1039.1862147201346,1144.0202443352066,1257.937317151861,1426.3112792229169,1697.5653621317338,1974.9146317621396,2198.839859268573,2290.6357535965244,2250.285448365752,2234.1455279394163,2034.4239283939207,1555.3779695551311,1050.2739474499635,536.35697932476273,253.39727563823948,152.76555124800095,62.256411089425562,0]
[85,409.45294924287418,407.43888834111851,409.45294924287418,414.48814469174425,422.54458421059621,431.60826196609258,442.68634818412619,454.77184881299468,468.87200453491903,480.95818998708097,497.07357466978522,517.21853772302381,543.40815742206803,578.66539608153823,618.96200533035903,668.32890935113085,728.78311960771214,795.2885290281929,871.87737888041204,950.48871799615188,1034.1463752001064,1121.8429835254665,1221.6439868802856,1390.0133312824107,1607.8144218600987,1824.6365442391952,1974.9146317621396,1959.7854330702003,1846.8245006510754,1829.6792380542477,1614.8733067748915,1105.7143411803265,813.42735274831409,299.70257913018418,182.94959793098093,117.55850313942643,50.19598424777044,0]
[90,409.45294924287418,406.43186161691915,409.45294924287418,413.48110068954406,422.54458421059621,431.60826196609258,441.67923788731963,453.76471138662032,466.85767033780468,480.95818998708097,497.07357466978522,517.21853772302381,543.40815742206803,577.65801598154644,618.96200533035903,667.32138414895519,726.76789614310997,793.27312951172269,866.83842546287576,943.43358060979006,1026.0826830543308,1115.7947153193904,1220.6358540470935,1395.054656870223,1599.7471627328159,1792.363635156662,1919.441476119403,1880.1069336146923,1734.8789607183505,1713.7008728243975,1459.5852095112941,969.63863922794894,658.25372599006528,205.08778640429045,104.48414005107793,59.241065852707941,28.093457349309364,0]
[95,409.45294924287418,405.42483738535867,407.43888834111851,411.46702004179934,419.52340124922512,428.5870147208546,438.65792078245397,451.75044323818958,464.84334482317331,477.93661487693021,494.05189976489993,515.20400563086378,541.39352572941186,573.62851316240085,611.90990452585947,658.25372599006528,712.66148906987371,775.13476562306744,843.65961930001663,920.25278814681985,1000.884055427933,1090.5939523736934,1197.4490298593973,1367.8317165896251,1567.4785347016514,1753.031813170915,1868.0041620639367,1815.5597304824182,1661.2610255114619,1644.1175854579226,1386.9885446930134,930.33132274107584,592.76890006969472,195.02466099770112,93.422488515161888,62.256411089425562,29.097816174642574,0]
[105,409.45294924287418,405.42483738535867,406.43186161691915,408.44591755181006,413.48110068954406,422.54458421059621,432.61534908352962,445.70769278718001,458.80042075130535,469.8791748777619,483.97978406127578,503.11697942016013,525.27674417612116,553.48142726268577,587.73189545758112,623.99926938862291,668.32890935113085,718.70705826340179,773.11941785205272,833.58207490892198,898.08040190768418,968.63073915137215,1051.2819289698355,1184.3436314337064,1331.5353067591789,1469.6683691022997,1543.2774984550331,1498.9099210598927,1369.8482122539233,1356.7410436388031,1174.2626542209405,831.56658058905714,527.29131516049324,207.1004714754566,82.362148335243674,52.205871129025049,24.076394620737908,0]
[115,409.45294924287418,405.42483738535867,404.41781565261778,404.41781565261778,409.45294924287418,415.49519113823135,425.56578875210613,436.64372091979766,449.73618406200961,460.81471999188301,471.89352202889989,490.02302863061311,511.17496508518565,536.35697932476273,564.56223551278072,593.77630613486906,627.02164734385292,659.26123743228948,690.4948437134459,721.72986193823385,753.97387774006802,788.23465312812414,821.48918242921968,871.87737888041204,919.24494073234825,937.38636192823219,903.11953305778582,789.24234583746443,630.04403985316117,607.8801690316011,391.32676338790498,215.15140531108909,111.52399075900288,66.277097278608665,47.181305740243346,35.124658653290489,18.052101952375242,0]
[125,409.45294924287418,404.41781565261778,401.3967655095604,399.38274468962521,400.38975383450293,404.41781565261778,413.48110068954406,424.55871818329314,435.63662446655979,449.73618406200961,463.83618533351046,481.96538591056179,504.12422061952947,526.28402870531886,547.4374431647625,567.58431201598387,584.70971336682805,596.79853456367937,605.86531128107947,609.89503345385992,608.88760041014177,599.82077828211254,582.69493397084909,550.45942692668427,503.11697942016013,430.60117719617693,336.95340690676727,231.25416527541577,147.73542711369169,142.70547410211842,86.383928307687412,57.230920419256371,46.176455080303917,39.143140946941287,33.11558670666593,28.093457349309364,16.044422974417238,0]
[135,409.45294924287418,403.41079642490519,398.375738081294,395.35473353973106,394.34773714190084,396.36173249989935,402.40377970846191,415.49519113823135,429.5940947792626,442.68634818412619,456.78613034538233,472.90069882800782,488.0086054558073,505.13146382936355,517.21853772302381,522.25490218132211,522.25490218132211,518.22580671051151,509.16045669356748,493.044678893796,470.88634737729012,437.65081969353872,394.34773714190084,340.98077844143347,276.5489580510407,206.09412648536997,139.68758692140284,90.405895411488231,63.261558950597731,62.256411089425562,47.181305740243346,40.147827669756929,35.124658653290489,33.11558670666593,30.102209640499385,26.08484865749011,18.052101952375242,0]
[145,409.45294924287418,402.40377970846191,396.36173249989935,392.33375205940774,388.30581293204847,390.31977730506173,394.34773714190084,404.41781565261778,416.5022400230921,428.5870147208546,438.65792078245397,450.74331252607004,460.81471999188301,467.86483635338556,466.85767033780468,461.8218729131101,452.75757619336599,438.65792078245397,420.53045982902728,396.36173249989935,362.12524602494449,320.84440753413026,274.53568897522905,222.19621974660973,168.86303514077807,122.58750062023773,86.383928307687412,64.266722767294254,50.19598424777044,50.19598424777044,41.152539512670401,37.13384546983891,33.11558670666593,30.102209640499385,28.093457349309364,25.080601549217004,18.052101952375242,0]
[155,409.45294924287418,403.41079642490519,396.36173249989935,389.31279381754297,385.28488595522572,385.28488595522572,390.31977730506173,396.36173249989935,404.41781565261778,413.48110068954406,420.53045982902728,426.57286170170653,430.60117719617693,427.57993702648378,420.53045982902728,410.45998340822337,396.36173249989935,379.24310317649696,357.09073432669908,327.89199766453015,291.64893568472075,249.37110660510621,206.09412648536997,162.82629074089672,124.59915780868042,92.416946510646028,69.292772726876819,54.215835334169334,43.162036139125405,44.166819783667599,38.138479987815508,34.120107905260866,32.111095952304076,30.102209640499385,29.097816174642574,24.076394620737908,18.052101952375242,0]
[165,409.45294924287418,403.41079642490519,395.35473353973106,386.29185899410305,381.25702016037638,380.25006033647946,384.27791554552124,388.30581293204847,393.34074331293886,398.375738081294,401.3967655095604,404.41781565261778,403.41079642490519,397.3687340159081,389.31279381754297,377.22919687654826,363.13215678677932,342.99448206442173,317.82405891022592,285.60884857740479,251.38418306924891,213.13864318787526,174.89999518835882,138.68163893346625,108.50685582932681,82.362148335243674,62.256411089425562,50.19598424777044,42.157275863478645,41.152539512670401,36.12923810708449,33.11558670666593,30.102209640499385,30.102209640499385,28.093457349309364,24.076394620737908,18.052101952375242,0]
[175,409.45294924287418,404.41781565261778,396.36173249989935,387.29883465531185,381.25702016037638,380.25006033647946,382.26398264116619,385.28488595522572,388.30581293204847,390.31977730506173,390.31977730506173,388.30581293204847,385.28488595522572,378.23614868748763,368.16675228114894,356.08384046433116,340.98077844143347,320.84440753413026,294.66902626557766,264.46956703503446,230.24770912114909,195.02466099770112,158.80191819600202,127.61670426943685,102.47283981975923,79.345941616877255,61.251279440887508,48.186177781824156,39.143140946941287,39.143140946941287,35.124658653290489,32.111095952304076,30.102209640499385,29.097816174642574,28.093457349309364,26.08484865749011,18.052101952375242,0]
[180,409.45294924287418,404.41781565261778,396.36173249989935,386.29185899410305,381.25702016037638,379.24310317649696,380.25006033647946,384.27791554552124,387.29883465531185,389.31279381754297,388.30581293204847,386.29185899410305,381.25702016037638,374.20835758368617,365.14598667045368,353.06317597546882,338.96708669873658,317.82405891022592,291.64893568472075,260.44322462984479,227.22836710560355,190.99955462404839,155.78370551195141,125.60499860335548,100.46157902783952,78.340564620239888,61.251279440887508,47.181305740243346,39.143140946941287,39.143140946941287,35.124658653290489,33.11558670666593,30.102209640499385,29.097816174642574,28.093457349309364,25.080601549217004,17.048232921663399,0]
[null,"AH - LED 73W Type III"]
[null,"Generic"]
[null,"LED"]
[null,"NA"]
[null,73]
[]
[]
[null,38]
[null,22]
[null,0,2.5,5,7.5,10,12.5,15,17.5,20,22.5,25,27.5,30,32.5,35,37.5,40,42.5,45,47.5,50,52.5,55,57.5,60,62.5,65,66,67.5,70,72.5,75,77.5,80,82.5,85,87.5,90]
[0,1185.3517338818122,1202.4896059554876,1211.5626960616064,1162.1655957563262,1152.0848097396088,1216.6033310391174,1318.4285113946478,1454.543655781004,1628.9911689455628,1769.1678397306264,1868.0041620639367,1955.750999754207,2029.3806994968827,2085.8655711959245,2088.8915899626568,2108.0564769196958,2166.5608861412375,2225.06687383394,2251.2941972408598,2230.1105660002718,2171.6044442036855,2189.7613499273516,2210.9445966128064,2120.1607058334635,1840.7732132658066,1488.826562337018,1206.5220820343841,1043.2181039227637,986.77309978526648,837.61307814199472,676.38916540284208,404.41781565261778,193.0120973286374,139.68758692140284,114.54120724389411,86.383928307687412,42.157275863478645,0]
[5,1185.3517338818122,1202.4896059554876,1212.5708213838691,1162.1655957563262,1152.0848097396088,1217.6114605410178,1318.4285113946478,1456.5602751816705,1632.0164410639579,1769.1678397306264,1862.9613636751676,1948.6907614674124,2021.3115593170608,2074.770206620321,2079.813546825415,2102.0043884748015,2164.5434661989088,2214.9795237913791,2233.136786771614,2237.1717541720254,2225.06687383394,2216.9969901350937,2203.8834917594522,2095.9523174376363,1874.0555380789974,1524.1186133530769,1217.6114605410178,1050.2739474499635,994.83647850888315,846.682906133291,687.47217392475886,413.48110068954406,198.04354533856682,141.69950455700601,116.55272914527278,95.433604846914434,52.205871129025049,0]
[15,1185.3517338818122,1201.4814890447985,1212.5708213838691,1174.2626542209405,1159.1413507444108,1221.6439868802856,1320.4449330105424,1444.4606007517443,1592.6883443279025,1730.8450192058197,1804.465908589119,1869.0127233748408,1923.4758339847333,1959.7854330702003,1964.8284863809231,1973.9060149039763,2027.3634114420508,2090.9089382404209,2151.4302824384849,2240.1979844941325,2320.8989492161431,2344.1009997793635,2274.4955455878367,2150.4215792964283,1966.8457113277279,1687.4807456618453,1342.625772789228,1125.875180438205,1060.3538059858045,905.13519339150332,758.00447781129969,448.72905785103239,227.22836710560355,159.80800188016397,130.63432201828778,105.48980471856567,66.277097278608665,0]
[25,1185.3517338818122,1200.4733729791378,1223.660255039309,1205.5139617506477,1186.3598371864221,1238.7823716493383,1328.5106501890004,1432.3610275750814,1552.3528429347011,1680.421549934586,1774.2103782455711,1838.7561218836893,1897.2526597600297,1935.5789582303112,1950.7079698029713,1924.4844247725937,1920.4500647922634,1970.8801674197155,2068.7182145429474,2178.6654451444333,2315.8550557632743,2435.9026453891524,2495.4242490709221,2473.2295851189601,2304.7585288309633,2003.1561117669282,1611.8480666005,1350.6916237926162,1260.9618089825374,1040.1941855580774,878.93196250462074,517.21853772302381,261.44980443871583,183.95582347890559,152.76555124800095,119.57007684445347,68.287532720608553,0]
[35,1185.3517338818122,1201.4814890447985,1232.7335027485854,1243.8231182793565,1227.6928013087979,1256.929154821795,1324.477785466137,1416.2284223220859,1519.0768413494509,1615.8817214250384,1723.7856441719903,1827.6621588599942,1917.4243003622842,1985.0008286036355,2026.3547681664795,2053.5883118446627,2079.813546825415,2106.0391121736243,2143.3606705495354,2198.839859268573,2277.5218258983418,2408.6644278867211,2547.8851446854642,2651.8012374381346,2693.1670368343684,2628.5963144995176,2312.8287249578011,1972.8973985606769,1831.6963194699567,1434.3776160370014,1078.4977919773303,640.11878577395669,299.70257913018418,198.04354533856682,155.78370551195141,111.52399075900288,49.191070759971105,0]
[45,1185.3517338818122,1196.4409171809359,1234.7497890947386,1273.0598486045944,1272.0516742341567,1266.0026447966725,1308.3464496224353,1379.9307349701794,1471.685009328937,1565.4617673437849,1656.2188188320179,1776.2273976626655,1900.2783922472568,2003.1561117669282,2085.8655711959245,2156.4738052312582,2236.1630116398278,2338.0482687256931,2435.9026453891524,2534.7698187394208,2634.6497530007728,2737.5603079056582,2842.492696124335,2952.4740627056613,3058.4232888448901,3186.5762894625313,3283.4512779841384,3262.2596272865171,3216.8494114615514,2704.265286534715,1779.2529310778141,995.84440545096857,429.5940947792626,248.36457445281798,173.89382052669683,116.55272914527278,52.205871129025049,0]
[55,1185.3517338818122,1194.4246943704641,1237.7742247795727,1296.2480779996804,1325.4860004982527,1317.4203017417269,1315.4038847488816,1358.757522914859,1426.3112792229169,1500.9266009508469,1578.5708014174231,1672.3539339575655,1781.2699562104763,1888.1754912527256,2015.2597252933201,2133.2736983830673,2248.2679519709782,2358.2240995535481,2475.2472736464852,2614.4716788777887,2784.9811870737126,3030.1697980183194,3336.9355734569467,3690.1546429752379,4096.9028831461083,4632.9027275522294,5144.7346356293401,4734.8609796653363,5138.6771453250904,4479.4648469086633,3432.8057847015652,2085.8655711959245,840.63634328996886,375.21530131745635,259.43664870738462,188.98703310439885,84.37301438003783,0]
[57.5,1185.3517338818122,1195.4328053510533,1238.7823716493383,1298.2644654647133,1335.5681928604727,1334.559970193191,1326.4942162964878,1358.757522914859,1420.2615565053034,1482.7765798208968,1553.3612178210465,1640.0838607409364,1743.9553633489629,1853.8843609643134,1964.8284863809231,2089.9002638583675,2215.9882567338755,2322.9165096648208,2440.9467932343514,2575.1248829129099,2752.6945425601039,3015.0341074627013,3343.999601333046,3745.663654662008,4205.9144046848305,4805.5264045701106,5356.7512264922525,5437.5216751697999,5376.9437253109763,4872.1547563210106,4026.2488103434507,2710.3188964706906,1077.4897847078546,413.48110068954406,278.56224176899144,209.1131760876558,96.439178946735424,0]
[65,1185.3517338818122,1197.4490298593973,1239.7905193387353,1298.2644654647133,1347.6669240119957,1375.8977170220621,1380.9389912984341,1385.9802839602717,1404.1290887478256,1442.4439981679486,1486.809898764471,1533.1938449098943,1590.6715448037448,1681.4300046561746,1774.2103782455711,1880.1069336146923,1987.0180741241566,2070.7355432727031,2171.6044442036855,2299.7146705808782,2485.3357409034811,2747.6497884165942,3088.6951754474903,3519.5958639118817,4026.2488103434507,4664.1966083763409,5033.6817874787266,4995.3186424026953,4956.9557916549938,4671.2629976422304,4092.8654745646063,2808.1874440422757,947.465081258998,441.67923788731963,285.60884857740479,210.11953566284186,96.439178946735424,0]
[75,1185.3517338818122,1194.4246943704641,1234.7497890947386,1291.2071230566803,1344.6422310132136,1390.0133312824107,1432.3610275750814,1466.6434139468058,1484.7932379245299,1479.7515978041567,1458.5768973715776,1420.2615565053034,1397.0711922049652,1436.3942073312103,1490.8432286384764,1565.4617673437849,1636.05014593482,1693.5315083418986,1787.3210452883925,1901.2869708129176,2049.5536898985906,2247.2592044517164,2479.2826556294103,2743.6139917631563,3095.758658410195,3607.3973056218033,3625.5633894322618,3522.6234637169282,3467.1178826308915,3166.3943675806545,2531.7432146742276,1154.1009599179961,507.14595626443844,304.73621645504568,198.04354533856682,152.76555124800095,82.362148335243674,0]
[85,1185.3517338818122,1194.4246943704641,1227.6928013087979,1273.0598486045944,1320.4449330105424,1362.7904904313311,1406.1456371346665,1445.4689030985978,1468.660050025401,1468.660050025401,1438.4108014537403,1363.7987341748062,1313.3874708439646,1298.2644654647133,1302.2972497757735,1319.4367218177815,1329.5188682821172,1346.6586922581143,1392.0298593293548,1480.7599244572896,1617.8985526110023,1797.4062391975117,1971.8887827325018,2151.4302824384849,2398.5762770867805,2752.6945425601039,2566.0449380352884,2403.6203471994572,2328.969201508371,2001.1388499370387,1432.3610275750814,494.05189976489993,293.66232595374214,204.08145125625859,151.75951300673236,127.61670426943685,80.351331340225968,0]
[90,1185.3517338818122,1192.4084749600293,1222.6521205445858,1263.9863080604141,1305.3218461984061,1342.625772789228,1377.9142245220639,1404.1290887478256,1413.2035792127422,1402.1125432541658,1351.6998585572758,1250.8801978283477,1180.3112302208708,1143.0121776447149,1119.8268904951999,1101.6822171839497,1078.4977919773303,1077.4897847078546,1102.6902468030191,1173.2545612426522,1291.2071230566803,1453.5353471278422,1614.8733067748915,1793.3721548322997,2027.3634114420508,2352.1713321312977,2172.6131572212835,2020.3029190546104,1955.750999754207,1677.3961893988017,1186.3598371864221,389.31279381754297,233.2670906927834,184.96205452537305,143.71145073160676,107.50116269711758,55.220845530457993,0]
[95,1185.3517338818122,1191.4003665316188,1218.6195908767722,1253.9046726811175,1289.1907465801335,1320.4449330105424,1350.6916237926162,1365.8152238951263,1365.8152238951263,1342.625772789228,1278.1007324082996,1165.18984863025,1081.5218194293543,1030.1145212448012,989.79685912166553,952.50448116116092,909.16652750170431,881.95537282916689,883.9709854667052,927.30775085588652,1027.0906411206226,1169.2221979900869,1325.4860004982527,1507.9850018626923,1748.9978296618476,2079.813546825415,1929.5273866272523,1804.465908589119,1756.0573068896419,1542.2691301314956,1139.9879829053571,412.47405913757262,236.28651130948512,187.9807803590999,143.71145073160676,107.50116269711758,60.246164270520133,0]
[105,1185.3517338818122,1190.3922589553699,1207.5302031596229,1232.7335027485854,1258.9454802891037,1283.1416360737333,1302.2972497757735,1304.3136466121296,1296.2480779996804,1258.9454802891037,1185.3517338818122,1070.4337602486919,965.60704521228104,894.04911731734217,827.53560660155279,761.02744192192483,685.45706810466959,625.00672708558386,581.68754688117576,559.52547729664832,577.65801598154644,632.0589762438625,708.6311380440219,806.37331722858721,942.42570813372254,1099.6661607109011,1025.0747259772024,956.53602026718772,936.37849593019109,854.74505697644986,749.94329919411564,500.09526792509121,225.21549466265694,175.90617563268231,128.62256901424442,87.389402877861457,48.186177781824156,0]
[115,1185.3517338818122,1188.3760463622414,1202.4896059554876,1221.6439868802856,1234.7497890947386,1245.8394226502153,1245.8394226502153,1233.7416455101745,1211.5626960616064,1165.18984863025,1094.6260356973835,980.72560891008311,853.73728395177477,744.90510645760855,637.09634525057652,528.29860353797324,425.56578875210613,337.96024530447613,265.47616224135629,213.13864318787526,183.95582347890559,171.8814886853159,167.85689589015533,178.92475133337754,213.13864318787526,229.24125736189183,197.0372454153181,177.91855373764352,172.88765168108893,159.80800188016397,155.78370551195141,156.78976997111801,152.76555124800095,139.68758692140284,105.48980471856567,62.256411089425562,28.093457349309364,0]
[125,1185.3517338818122,1191.4003665316188,1202.4896059554876,1212.5708213838691,1210.5545715773555,1207.5302031596229,1188.3760463622414,1153.0928843885954,1117.8108010909987,1057.3298383323311,963.59125450600254,844.66738037710456,727.7755071785848,626.01418640486224,539.37890152609612,453.76471138662032,376.22224775081384,305.7429539319009,246.35152238988556,194.01837655620983,154.77764754354726,132.64610597383572,122.58750062023773,124.59915780868042,134.65792041235557,139.68758692140284,118.56428573008029,107.50116269711758,103.4784850535453,95.433604846914434,91.411415436090294,90.405895411488231,80.351331340225968,64.266722767294254,47.181305740243346,31.106636592896205,11.02640849775289,0]
[135,1185.3517338818122,1191.4003665316188,1202.4896059554876,1200.4733729791378,1186.3598371864221,1163.1736791750855,1125.875180438205,1070.4337602486919,989.79685912166553,911.18220125834318,865.83063828540855,817.45825766036501,740.87457676757413,635.08139285545383,539.37890152609612,455.77898846755306,381.25702016037638,312.79020839351324,254.40382792207021,201.06247565441669,156.78976997111801,120.57587641098782,97.444763521530547,92.416946510646028,91.411415436090294,90.405895411488231,82.362148335243674,78.340564620239888,76.329849463361882,68.287532720608553,63.261558950597731,59.241065852707941,52.205871129025049,43.162036139125405,36.12923810708449,26.08484865749011,11.02640849775289,0]
[145,1185.3517338818122,1194.4246943704641,1201.4814890447985,1186.3598371864221,1154.1009599179961,1115.7947153193904,1059.3458158095118,954.52024858783284,876.91636139145783,859.78393987716277,848.69843668265162,823.50465222952312,763.0427579963532,653.21619193423737,548.44476923822299,469.8791748777619,398.375738081294,332.92608346097444,273.5290599615526,219.17698581717505,172.88765168108893,132.64610597383572,98.450358463414005,87.389402877861457,84.37301438003783,82.362148335243674,78.340564620239888,71.303296239406109,70.298027302456234,63.261558950597731,57.230920419256371,50.19598424777044,44.166819783667599,38.138479987815508,31.106636592896205,23.072229545451361,10.023052380778998,0]
[155,1185.3517338818122,1196.4409171809359,1204.5058423091175,1176.2788427705009,1124.8671298555184,1075.4737729959711,979.71769737990815,870.86958586405092,841.64410075501223,845.67514265533873,840.63634328996886,818.46598699481831,740.87457676757413,632.0589762438625,548.44476923822299,478.9438044658425,412.47405913757262,346.01505962239901,284.6021797270547,230.24770912114909,178.92475133337754,136.66976487929523,102.47283981975923,87.389402877861457,81.356733631351972,76.329849463361882,71.303296239406109,68.287532720608553,66.277097278608665,62.256411089425562,58.235984471133037,54.215835334169334,48.186177781824156,43.162036139125405,36.12923810708449,27.089134400918912,12.029855959070284,0]
[165,1185.3517338818122,1197.4490298593973,1202.4896059554876,1163.1736791750855,1097.6501079302609,1035.15434114499,917.22924921626895,843.65961930001663,837.61307814199472,838.62083198201321,837.61307814199472,806.37331722858721,700.57050482238492,601.83561588397004,536.35697932476273,471.89352202889989,408.44591755181006,346.01505962239901,289.63555930121174,230.24770912114909,172.88765168108893,126.61084744487482,98.450358463414005,87.389402877861457,82.362148335243674,79.345941616877255,74.319187225450264,70.298027302456234,69.292772726876819,63.261558950597731,58.235984471133037,52.205871129025049,47.181305740243346,41.152539512670401,38.138479987815508,31.106636592896205,18.052101952375242,0]
[175,1185.3517338818122,1195.4328053510533,1199.4652577592099,1152.0848097396088,1077.4897847078546,1006.9316688518034,888.00222450550336,837.61307814199472,838.62083198201321,839.62858703182133,841.64410075501223,797.30393364695135,668.32890935113085,585.71710566715115,526.28402870531886,464.84334482317331,404.41781565261778,345.0081974980904,288.62887634657591,229.24125736189183,165.84463549957897,118.56428573008029,97.444763521530547,87.389402877861457,78.340564620239888,70.298027302456234,65.271902290436884,65.271902290436884,63.261558950597731,59.241065852707941,55.220845530457993,52.205871129025049,48.186177781824156,44.166819783667599,41.152539512670401,34.120107905260866,18.052101952375242,0]
[180,1185.3517338818122,1189.3841522320038,1195.4328053510533,1149.0605910828374,1072.4497625090453,1002.8999225239919,883.9709854667052,835.59757409714064,839.62858703182133,841.64410075501223,840.63634328996886,795.2885290281929,664.29881766947972,584.70971336682805,523.26218091041574,466.85767033780468,404.41781565261778,345.0081974980904,288.62887634657591,226.22192864759808,165.84463549957897,116.55272914527278,96.439178946735424,86.383928307687412,78.340564620239888,70.298027302456234,65.271902290436884,62.256411089425562,62.256411089425562,58.235984471133037,55.220845530457993,52.205871129025049,48.186177781824156,46.176455080303917,42.157275863478645,33.11558670666593,17.048232921663399,0]
[null,"AK - LED 77W Type III"]
[null,"Generic"]
[null,"LED"]
[null,"NA"]
[null,77]
[]
[]
[null,38]
[null,21]
[null,0,2.5,5,7.5,10,12.5,15,17.5,20,22.5,25,27.5,30,32.5,35,37.5,40,42.5,45,47.5,50,52.5,55,57.5,60,62.5,65,67.5,69,70,72.5,75,77.5,80,82.5,85,87.5,90]
[0,581.68754688117576,589.74669214800133,597.80594744145617,604.85788491463472,611.90990452585947,617.9545574224918,622.99181331659202,626.01418640486224,630.04403985316117,636.08886825596176,653.21619193423737,677.39670417975822,710.64631070258758,751.95858576924502,800.32705011374333,852.72951211551185,914.20572024248941,991.8127038077688,1077.4897847078546,1172.2464691296789,1256.929154821795,1328.5106501890004,1381.9472483621071,1399.0877304474784,1368.8399640508226,1277.0925540561173,1151.0767359718063,948.4729591018255,685.45706810466959,661.2762649289582,386.29185899410305,183.95582347890559,103.4784850535453,69.292772726876819,44.166819783667599,22.068108142325048,2.001386774925161,0]
[5,581.68754688117576,587.73189545758112,594.78371390751465,603.8504602244393,611.90990452585947,615.93966653181371,620.97690605782327,622.99181331659202,627.02164734385292,636.08886825596176,652.2086897707303,677.39670417975822,711.6538991736503,753.97387774006802,800.32705011374333,851.72174146906048,915.2135621254165,991.8127038077688,1082.5298304583089,1178.2950347724434,1264.9944760272024,1335.5681928604727,1391.0215949408339,1408.1621884105498,1376.9059704032798,1281.1252722291497,1156.117113614974,958.55179619027911,696.54022288955241,669.33643607066585,394.34773714190084,186.97453299484269,104.48414005107793,70.298027302456234,44.166819783667599,22.068108142325048,2.001386774925161,0]
[15,581.68754688117576,587.73189545758112,594.78371390751465,602.84303721328456,608.88760041014177,615.93966653181371,621.98435887211519,623.99926938862291,628.02910989995701,635.08139285545383,651.20118916201011,678.4042444537622,714.67667312976948,758.00447781129969,806.37331722858721,861.79950130763405,927.30775085588652,1005.92373075542,1100.6741884862965,1213.5789475434437,1317.4203017417269,1404.1290887478256,1470.6766888703037,1501.9349419116575,1481.7682517963594,1383.9637646935635,1247.85573028107,1062.3697892092532,804.357889807883,775.13476562306744,459.80756926967933,215.15140531108909,118.56428573008029,76.329849463361882,49.191070759971105,24.076394620737908,3.0032976479526123,0]
[25,581.68754688117576,587.73189545758112,593.77630613486906,601.83561588397004,611.90990452585947,618.96200533035903,625.00672708558386,628.02910989995701,634.07391905157954,638.10382383678518,654.22369565013753,682.43442047637177,720.72225930536899,770.09640604036883,818.46598699481831,874.90076490654008,942.42570813372254,1027.0906411206226,1128.8993375929786,1247.85573028107,1378.9224793778756,1492.8598976651629,1576.5540198432063,1633.024866348906,1643.1091533508616,1587.6463503082571,1434.3776160370014,1261.9699745374417,1026.0826830543308,997.86026239152636,628.02910989995701,308.76318618903616,156.78976997111801,95.433604846914434,61.251279440887508,28.093457349309364,4.0055490228453374,0]
[35,581.68754688117576,588.73929294176708,595.7911233847426,603.8504602244393,612.91734254867754,619.96945487635514,628.02910989995701,633.06644684686921,638.10382383678518,644.14872863759194,658.25372599006528,683.44196820265972,721.72986193823385,770.09640604036883,832.57432713971048,897.07257906215705,962.58336073208568,1039.1862147201346,1140.9960469290074,1269.0271559147989,1411.187020732295,1560.4198603120992,1687.4807456618453,1776.2273976626655,1836.7390327120816,1840.7732132658066,1764.1253155737052,1595.7135483968173,1359.7657636742626,1331.5353067591789,907.15085820945785,524.26946157658676,285.60884857740479,153.77159610801158,90.405895411488231,38.138479987815508,4.0055490228453374,0]
[45,581.68754688117576,587.73189545758112,593.77630613486906,602.84303721328456,611.90990452585947,620.97690605782327,631.05150724510781,638.10382383678518,647.1712023231205,654.22369565013753,662.28378097872496,681.426874236142,715.68426728943632,763.0427579963532,822.49691671264225,901.10387721829318,994.83647850888315,1090.5939523736934,1187.3679413468067,1289.1907465801335,1417.236704793469,1575.5456300224012,1736.8959349898671,1889.1840633823624,2023.3288413501423,2142.3519711951417,2238.1804971586125,2248.2679519709782,1851.8672552725677,2020.3029190546104,1527.143684556321,865.83063828540855,559.52547729664832,358.09763102539472,176.9123618266558,83.367575300668861,17.048232921663399,0]
[55,581.68754688117576,587.73189545758112,592.76890006969472,599.82077828211254,609.89503345385992,620.97690605782327,632.0589762438625,644.14872863759194,658.25372599006528,669.33643607066585,679.41178622263476,691.50240325002358,712.66148906987371,749.94329919411564,803.35017798856984,874.90076490654008,965.60704521228104,1072.4497625090453,1196.4409171809359,1342.625772789228,1495.8849063069583,1646.1344515254048,1798.4147617028943,1981.9749641634348,2206.9096767905257,2519.6368346024183,2877.8073582069674,3119.9764362898773,3047.3236719326865,3021.0883745974716,2558.9827808708856,1854.8929146325258,1057.3298383323311,620.97690605782327,393.34074331293886,193.0120973286374,41.152539512670401,0]
[65,581.68754688117576,586.72449969839079,590.7540930733503,598.81336201521617,609.89503345385992,621.98435887211519,635.08139285545383,648.17869668861317,666.3138604664249,683.44196820265972,699.56293216247195,718.70705826340179,743.89747198798739,779.16547685559692,823.50465222952312,879.93976479348203,948.4729591018255,1039.1862147201346,1154.1009599179961,1295.2398854419098,1448.493814353101,1626.9743239841825,1840.7732132658066,2106.0391121736243,2451.0351201429403,3016.0431511424208,3463.0811475551609,3708.3211373982149,3716.3951634833093,3708.3211373982149,3433.8149591788101,2728.4798072037265,1587.6463503082571,627.02164734385292,412.47405913757262,197.0372454153181,46.176455080303917,0]
[75,581.68754688117576,584.70971336682805,588.73929294176708,596.79853456367937,609.89503345385992,620.97690605782327,633.06644684686921,649.18619261853939,669.33643607066585,688.47972904866845,707.62355386056902,732.81358322238805,770.09640604036883,817.45825766036501,874.90076490654008,946.45720448724194,1031.1224832580795,1127.8912843077392,1245.8394226502153,1374.889464378952,1505.9683125132324,1655.2103793348597,1830.6877784845742,2053.5883118446627,2372.3472838256689,2925.2305845322676,3302.6247939961249,3372.2558615998032,3303.6339295038551,3287.4877983976407,2981.7358559689492,2393.5322175708875,1252.8965135862265,475.92224206476931,296.68243718512292,143.71145073160676,38.138479987815508,0]
[85,581.68754688117576,581.68754688117576,584.70971336682805,592.76890006969472,603.8504602244393,616.94711115541907,632.0589762438625,648.17869668861317,667.32138414895519,687.47217392475886,708.6311380440219,736.84406898263978,776.14244147242925,825.52012695763631,883.9709854667052,956.53602026718772,1045.2340543655314,1142.0041118423874,1258.9454802891037,1381.9472483621071,1502.9432835487548,1635.0417187847181,1789.3380795324433,1976.9318670220041,2277.5218258983418,2762.784078538577,3016.0431511424208,2913.1224532323995,2717.3814584658967,2697.2027587216817,2389.4969776028306,1886.158348608313,717.69945985823824,298.69586175506231,213.13864318787526,106.49547896400243,22.068108142325048,0]
[90,581.68754688117576,580.68016153438612,584.70971336682805,590.7540930733503,600.82819623930686,614.93222355435944,630.04403985316117,648.17869668861317,666.3138604664249,686.46462027603934,707.62355386056902,734.82882334190344,773.11941785205272,821.48918242921968,882.96317857335953,953.51236434235159,1039.1862147201346,1134.9476761605938,1250.8801978283477,1372.87296130921,1492.8598976651629,1623.9490612261534,1778.2444193679287,1971.8887827325018,2274.4955455878367,2744.6229403708576,2952.4740627056613,2792.0439405578245,2556.9650252548881,2531.7432146742276,2185.7264689469625,1633.024866348906,544.41547606823053,173.89382052669683,103.4784850535453,56.225874000831865,12.029855959070284,0]
[95,581.68754688117576,578.66539608153823,581.68754688117576,587.73189545758112,597.80594744145617,611.90990452585947,627.02164734385292,644.14872863759194,662.28378097872496,681.426874236142,703.5932314798099,730.79834863924555,768.08107141579546,814.43507710939741,870.86958586405092,941.4178367344432,1022.0508606905157,1114.7866737978545,1225.6765265172949,1348.6751565194156,1467.6517316400773,1598.7387581952937,1752.0233164234205,1947.6821580817668,2260.3729574121126,2704.265286534715,2869.7353970838631,2695.1848970234037,2449.017451437222,2425.8143810245342,2072.7528739657969,1521.0935481479901,521.2476253930347,152.76555124800095,103.4784850535453,61.251279440887508,18.052101952375242,0]
[105,581.68754688117576,578.66539608153823,579.67277793349717,583.70232280039875,592.76890006969472,604.85788491463472,620.97690605782327,637.09634525057652,653.21619193423737,671.35149405270056,690.4948437134459,717.69945985823824,748.93565793445475,791.25773511047908,838.62083198201321,895.0569367657157,959.55968574044186,1037.1702759753412,1124.8671298555184,1228.7009399454205,1326.4942162964878,1431.3527344074739,1551.3444687027222,1714.7093472969634,1956.7596073044258,2268.4429970397496,2384.4529372173706,2240.1979844941325,2034.4239283939207,2014.2510880530133,1742.9468718328628,1349.6833897798092,567.58431201598387,149.7474565561628,84.37301438003783,54.215835334169334,11.02640849775289,0]
[115,581.68754688117576,577.65801598154644,575.64326104967381,576.65063763657156,583.70232280039875,593.77630613486906,609.89503345385992,627.02164734385292,642.13375404750673,657.24621608837697,676.38916540284208,700.57050482238492,729.79073342857248,766.06574207388098,807.3810328268321,851.72174146906048,901.10387721829318,952.50448116116092,1004.9157936679831,1064.3857762544767,1121.8429835254665,1175.2707480638032,1228.7009399454205,1293.223502678904,1376.9059704032798,1449.5021195076226,1414.2118595312106,1231.7253608106423,975.68606162866456,946.45720448724194,590.7540930733503,279.56888908570443,123.59332512567987,74.319187225450264,48.186177781824156,33.11558670666593,6.010760193776199,0]
[125,581.68754688117576,576.65063763657156,573.62851316240085,572.62114186819917,575.64326104967381,581.68754688117576,594.78371390751465,609.89503345385992,627.02164734385292,645.15621829516817,666.3138604664249,693.51752672087775,722.73746597640445,754.98152574436392,787.22696170574807,818.46598699481831,846.682906133291,868.85400332791016,883.9709854667052,895.0569367657157,900.09605098701365,895.0569367657157,872.88517306050676,831.56658058905714,762.03509929357801,661.2762649289582,528.29860353797324,361.11833806008326,214.14502188707684,203.07512106555058,106.49547896400243,71.303296239406109,57.230920419256371,46.176455080303917,36.12923810708449,24.076394620737908,7.0136346326260179,0]
[135,581.68754688117576,576.65063763657156,571.61377234442114,568.59167442682008,565.56959255578886,568.59167442682008,577.65801598154644,592.76890006969472,612.91734254867754,632.0589762438625,653.21619193423737,676.38916540284208,702.58565448312538,727.7755071785848,746.92037948002371,758.00447781129969,761.02744192192483,755.98917509219189,743.89747198798739,722.73746597640445,693.51752672087775,649.18619261853939,589.74669214800133,511.17496508518565,415.49519113823135,308.76318618903616,203.07512106555058,123.59332512567987,81.356733631351972,79.345941616877255,58.235984471133037,49.191070759971105,44.166819783667599,41.152539512670401,35.124658653290489,25.080601549217004,11.02640849775289,0]
[145,581.68754688117576,575.64326104967381,568.59167442682008,562.54752681690172,557.51078666996455,556.50344408245246,563.55488026541718,575.64326104967381,593.77630613486906,611.90990452585947,630.04403985316117,647.1712023231205,663.29129855967244,675.38162812523888,676.38916540284208,671.35149405270056,660.26875041270193,642.13375404750673,615.93966653181371,579.67277793349717,534.34237396739513,477.93661487693021,409.45294924287418,330.91243995228746,249.37110660510621,176.9123618266558,118.56428573008029,83.367575300668861,64.266722767294254,63.261558950597731,51.200917835379968,44.166819783667599,41.152539512670401,38.138479987815508,35.124658653290489,25.080601549217004,10.023052380778998,0]
[155,581.68754688117576,575.64326104967381,565.56959255578886,555.49610331653514,548.44476923822299,547.4374431647625,551.46675853493446,559.52547729664832,572.62114186819917,585.71710566715115,598.81336201521617,608.88760041014177,614.93222355435944,613.92478222574721,605.86531128107947,593.77630613486906,575.64326104967381,550.45942692668427,519.23307765386471,478.9438044658425,427.57993702648378,368.16675228114894,302.72275148002575,237.29299343863059,178.92475133337754,129.62844161748095,93.422488515161888,71.303296239406109,58.235984471133037,57.230920419256371,47.181305740243346,42.157275863478645,40.147827669756929,37.13384546983891,35.124658653290489,26.08484865749011,9.0197967621976929,0]
[165,581.68754688117576,573.62851316240085,561.54017517044895,550.45942692668427,542.40084064130906,540.38621268984684,544.41547606823053,550.45942692668427,556.50344408245246,564.56223551278072,571.61377234442114,575.64326104967381,575.64326104967381,570.60640459417959,559.52547729664832,544.41547606823053,524.26946157658676,497.07357466978522,461.8218729131101,418.51634508443101,367.1598276496963,311.78344796045536,254.40382792207021,200.05616048375992,154.77764754354726,114.54120724389411,84.37301438003783,65.271902290436884,53.210843750071625,53.210843750071625,44.166819783667599,41.152539512670401,38.138479987815508,36.12923810708449,34.120107905260866,26.08484865749011,10.023052380778998,0]
[175,581.68754688117576,573.62851316240085,561.54017517044895,549.45209715999101,540.38621268984684,536.35697932476273,539.37890152609612,542.40084064130906,547.4374431647625,551.46675853493446,553.48142726268577,552.47409198138303,548.44476923822299,539.37890152609612,528.29860353797324,510.16770989602873,490.02302863061311,462.82902802857438,426.57286170170653,383.27094777186403,334.93973913680242,282.58885271036019,230.24770912114909,182.94959793098093,143.71145073160676,109.51255827368547,81.356733631351972,61.251279440887508,50.19598424777044,50.19598424777044,43.162036139125405,40.147827669756929,38.138479987815508,36.12923810708449,33.11558670666593,27.089134400918912,9.0197967621976929,0]
[180,581.68754688117576,575.64326104967381,564.56223551278072,551.46675853493446,542.40084064130906,538.37159224165714,540.38621268984684,543.40815742206803,547.4374431647625,551.46675853493446,552.47409198138303,550.45942692668427,544.41547606823053,535.34967569936532,524.26946157658676,507.14595626443844,485.99419058790693,457.79327444158969,421.53752081806556,377.22919687654826,328.89880868463291,277.55559808638526,225.21549466265694,179.93095458195256,141.69950455700601,108.50685582932681,81.356733631351972,61.251279440887508,50.19598424777044,50.19598424777044,42.157275863478645,40.147827669756929,38.138479987815508,36.12923810708449,34.120107905260866,26.08484865749011,9.0197967621976929,0]
[null,"AL - LED 124W Type III"]
[null,"Generic"]
[null,"LED"]
[null,"NA"]
[null,124]
[]
[]
[null,38]
[null,22]
[null,0,2.5,5,7.5,10,12.5,15,17.5,20,22.5,25,27.5,30,32.5,35,37.5,40,42.5,45,47.5,50,52.5,55,57.5,60,62.5,65,66,67.5,70,72.5,75,77.5,80,82.5,85,87.5,90]
[0,1796,1804,1820,1738,1743,1843,1985,2192,2466,2696,2861,3013,3135,3224,3227,3264,3371,3469,3516,3505,3418,3385,3352,3170,2710,2143,1700,1443,1363,1131,938,592,292,201,149,96,25,0]
[5,1796,1805,1824,1746,1743,1841,1985,2187,2458,2690,2841,2983,3101,3186,3196,3239,3343,3438,3480,3486,3466,3412,3333,3122,2731,2198,1716,1457,1373,1143,949,602,296,203,150,102,30,0]
[15,1796,1807,1835,1776,1765,1860,1999,2174,2404,2636,2761,2860,2947,3009,3016,3036,3118,3225,3328,3472,3603,3624,3468,3211,2884,2425,1906,1592,1483,1235,1034,656,332,224,169,114,39,0]
[25,1796,1818,1856,1822,1798,1880,2005,2162,2334,2538,2704,2817,2915,2978,3000,2972,2964,3041,3190,3375,3585,3776,3845,3749,3443,2917,2307,1905,1768,1439,1175,733,372,256,204,128,41,0]
[35,1796,1817,1870,1880,1859,1905,2007,2151,2306,2450,2631,2812,2958,3070,3134,3183,3219,3258,3318,3408,3532,3728,3947,4069,4064,3907,3381,2843,2606,1998,1454,856,412,273,214,124,31,0]
[45,1796,1822,1889,1947,1941,1936,2007,2120,2259,2408,2550,2732,2932,3102,3232,3350,3487,3637,3800,3950,4099,4254,4419,4592,4703,4778,4818,4743,4642,3829,2490,1346,573,326,221,122,30,0]
[55,1796,1816,1888,1977,2022,2008,2016,2092,2205,2323,2450,2599,2768,2946,3132,3323,3503,3674,3856,4073,4343,4714,5190,5759,6394,7200,7870,7823,7610,6431,4813,2888,1167,485,312,207,48,0]
[60,1796,1815,1887,1981,2046,2056,2055,2091,2174,2270,2370,2478,2626,2789,2952,3147,3351,3513,3679,3891,4186,4599,5144,5806,6571,7556,8355,8344,8205,7396,6158,4375,1668,567,339,227,58,0]
[65,1796,1814,1886,1983,2062,2109,2124,2140,2172,2235,2306,2366,2456,2598,2745,2917,3095,3231,3388,3588,3877,4285,4834,5492,6282,7312,7902,7293,7738,7203,6132,4054,1317,579,328,215,58,0]
[75,1796,1817,1883,1968,2051,2131,2207,2265,2290,2281,2247,2183,2151,2214,2304,2423,2532,2627,2767,2948,3187,3496,3872,4284,4855,5657,5681,5500,5425,4948,3959,1726,737,432,241,155,51,0]
[85,1796,1812,1868,1939,2016,2094,2168,2228,2261,2266,2214,2106,2031,2010,2016,2048,2060,2092,2157,2288,2512,2794,3080,3366,3777,4323,4016,3751,3640,3134,2225,723,423,287,191,142,51,0]
[90,1796,1812,1863,1928,1994,2059,2120,2161,2176,2160,2076,1922,1815,1757,1718,1705,1672,1668,1706,1810,2008,2259,2526,2803,3201,3711,3410,3166,3070,2621,1836,561,321,246,174,117,35,0]
[95,1796,1809,1852,1906,1965,2025,2077,2104,2106,2077,1973,1798,1671,1590,1527,1481,1412,1376,1372,1439,1598,1812,2059,2345,2755,3265,3025,2827,2749,2416,1765,605,326,252,176,117,39,0]
[105,1796,1802,1834,1874,1915,1964,1997,2006,1994,1948,1836,1650,1495,1387,1289,1189,1073,978,906,871,900,988,1112,1270,1495,1723,1605,982,1457,1324,1162,763,320,242,163,99,27,0]
[115,1796,1802,1824,1854,1881,1905,1914,1900,1870,1811,1703,1520,1326,1164,998,831,674,535,419,338,290,268,266,283,334,362,306,274,268,248,243,248,235,203,132,71,16,0]
[125,1796,1798,1815,1826,1836,1837,1812,1771,1724,1648,1507,1320,1136,982,847,720,601,490,393,313,252,211,197,200,215,224,189,169,163,152,148,143,124,93,67,39,7,0]
[135,1796,1803,1815,1809,1798,1776,1736,1664,1542,1423,1360,1287,1164,1004,852,725,609,504,410,326,259,200,164,155,154,152,139,129,126,114,105,96,86,73,57,37,9,0]
[145,1796,1804,1811,1789,1748,1705,1632,1483,1362,1341,1328,1291,1200,1034,871,749,638,535,440,357,285,218,169,149,143,140,131,122,119,106,97,87,78,68,56,38,11,0]
[155,1796,1807,1808,1771,1709,1645,1510,1346,1310,1315,1315,1282,1171,1005,871,763,659,555,458,373,295,228,175,150,140,132,123,116,113,108,100,94,87,76,61,44,15,0]
[165,1796,1804,1803,1754,1666,1589,1422,1308,1300,1308,1312,1266,1105,952,850,754,658,560,468,376,286,211,169,152,144,137,129,120,117,108,99,92,83,73,64,51,20,0]
[175,1796,1805,1804,1744,1645,1553,1376,1300,1304,1310,1318,1254,1056,923,830,742,649,557,466,374,278,200,168,150,135,124,116,110,109,104,98,93,85,79,68,53,20,0]
[180,1796,1811,1811,1751,1645,1548,1374,1302,1312,1315,1319,1256,1053,923,829,740,648,557,465,372,278,195,165,149,135,124,116,110,108,103,98,93,86,79,71,53,20,0]
[null,"AA - LED 191W Type II"]
[null,"Generic"]
[null,"LED"]
[null,"NA"]
[null,191]
[null,"TYPE II, SHORT"]
[]
[null,73]
[null,37]
[null,0,2.5,5,7.5,10,12.5,15,17.5,20,22.5,25,27.5,30,32.5,35,37.5,40,42.5,45,47.5,50,52.5,55,57.5,60,62.5,65,67.5,70,72.5,75,77.5,80,82.5,85,87.5,90,92.5,95,97.5,100,102.5,105,107.5,110,112.5,115,117.5,120,122.5,125,127.5,130,132.5,135,137.5,140,142.5,145,147.5,150,152.5,155,157.5,160,162.5,165,167.5,170,172.5,175,177.5,180]
[0,1552.3528429347011,1615.8817214250384,1737.9044230032487,1992.0611968716976,2323.9252905457292,2758.7482597224889,3163.3670903621028,3399.5031937445578,3425.7415716643568,3452.9893304434045,3586.2036567142272,3761.8118856428364,3938.4376201863383,3871.8235369663826,3687.1269025790689,3686.1176563321983,3903.1118285923417,3996.9781989585704,3791.0807305988019,3260.2413819975268,2760.7661683937995,2543.8496525794189,2283.5743985656027,1889.1840633823624,1462.6101501037324,1189.3841522320038,1067.4097639723441,962.58336073208568,850.71397201382797,732.81358322238805,588.73929294176708,435.63662446655979,305.7429539319009,187.9807803590999,85.378465429273547,24.076394620737908,0,0,0,0,0,0,0,0,0,0,0,0,0,0,0,0,0,0,0,0,0,0,0,0,0,0,0,0,0,0,0,0,0,0,0,0,0]
[5,1552.3528429347011,1622.9406415574351,1742.9468718328628,1994.0784495437802,2324.9340718640956,2756.7303525257171,3154.285276082383,3391.4298873220487,3413.6315260455126,3431.7966105206992,3549.8719786752731,3732.5432681866682,3944.4935020361077,3917.2421070627061,3754.7470260501764,3748.6914426823082,3967.7078017139929,4093.8748263371317,3891.0002019997246,3356.1093980718083,2833.4118536448932,2612.4538800023865,2341.0746322983518,1948.6907614674124,1512.0183886409504,1212.5708213838691,1083.5378424249502,979.71769737990815,863.81506744737169,739.86694776308775,603.8504602244393,448.72905785103239,315.81050907438771,197.0372454153181,91.411415436090294,27.089134400918912,0,0,0,0,0,0,0,0,0,0,0,0,0,0,0,0,0,0,0,0,0,0,0,0,0,0,0,0,0,0,0,0,0,0,0,0,0]
[10,1552.3528429347011,1622.9406415574351,1741.9383808997075,1981.9749641634348,2305.7673018050245,2713.3457065058828,3102.8221574733529,3341.9813061316086,3357.118549772621,3366.2009287061996,3493.3567748269197,3702.2656293572104,3974.7730503239914,4018.1741376279633,3874.8514251492402,3850.6283860251147,4059.5570059429479,4253.3554897235626,4103.968357725772,3602.3511874291048,3007.9708111570758,2762.784078538577,2518.6279722156423,2112.0912121959464,1624.9574815204433,1286.1661877742031,1124.8671298555184,1008.9475480673809,884.97879350789503,751.95858576924502,614.93222355435944,476.92942740841636,334.93973913680242,214.14502188707684,106.49547896400243,34.120107905260866,0,0,0,0,0,0,0,0,0,0,0,0,0,0,0,0,0,0,0,0,0,0,0,0,0,0,0,0,0,0,0,0,0,0,0,0,0]
[15,1552.3528429347011,1623.9490612261534,1736.8959349898671,1963.8198746832438,2270.4605114320148,2658.8636456354934,3039.2512486291398,3286.4786678298474,3348.0361953860147,3369.2283937941743,3516.5682667086048,3744.6543925318292,4055.5196343149314,4177.6518843370968,4045.4262228205225,3973.7637283253457,4142.3240026618378,4427.9835677390938,4394.6724699988972,3978.81034087836,3283.4512779841384,2940.3658190415163,2664.9171532937371,2248.2679519709782,1762.1083099403497,1363.7987341748062,1169.2221979900869,1036.1623080703848,902.1117045756348,756.99682578176498,631.05150724510781,503.11697942016013,375.21530131745635,241.3189644239616,126.61084744487482,41.152539512670401,0,0,0,0,0,0,0,0,0,0,0,0,0,0,0,0,0,0,0,0,0,0,0,0,0,0,0,0,0,0,0,0,0,0,0,0,0]
[20,1552.3528429347011,1622.9406415574351,1728.8280519702566,1942.6391489856537,2235.1542695622238,2598.3293315363621,2975.6816682150316,3276.3873791927813,3401.5215233447389,3434.8241339523474,3559.9640743637965,3830.4426363322,4156.4551193558245,4381.5499854943173,4281.6185154407831,4158.4738542338755,4237.2052734699027,4419.9081270447132,4356.3145488229711,3997.9875268298551,3368.2192384627729,2931.2846689707371,2686.1045380743644,2369.3208801078295,1937.5961529678818,1458.5768973715776,1205.5139617506477,1050.2739474499635,913.19787946951817,767.07340608364041,642.13375404750673,532.32777619799867,420.53045982902728,287.62219689954674,150.7534814279953,49.191070759971105,0,0,0,0,0,0,0,0,0,0,0,0,0,0,0,0,0,0,0,0,0,0,0,0,0,0,0,0,0,0,0,0,0,0,0,0,0]
[25,1552.3528429347011,1618.9069691460379,1716.7262980193179,1914.3985407022963,2191.7787932036431,2526.6988826000875,2916.1494813521317,3260.2413819975268,3470.1454370192455,3541.7983227576105,3657.8588737735663,3891.0002019997246,4218.0269715596451,4405.7761413128082,4272.5339510752292,4094.8841783582679,4038.3608497397331,4227.1114195246219,4472.3987538339397,4383.568826711693,3909.167655975607,3371.2467053627852,3135.1126429229589,2815.2502560019175,2307.7848490756414,1650.1681910632308,1273.0598486045944,1072.4497625090453,924.28418881946754,789.24234583746443,662.28378097872496,562.54752681690172,458.80042075130535,330.91243995228746,177.91855373764352,57.230920419256371,0,0,0,0,0,0,0,0,0,0,0,0,0,0,0,0,0,0,0,0,0,0,0,0,0,0,0,0,0,0,0,0,0,0,0,0,0]
[30,1552.3528429347011,1613.8648927538252,1705.6330984165525,1883.1326386831654,2145.3780706808025,2466.1676882311267,2837.447780051873,3228.9587401031959,3535.7430928827375,3671.9882378958309,3730.5247512758001,3838.5169234883592,3954.5866590857477,4181.6893755794981,4343.1921794149312,4314.928749218534,4261.430620838265,4529.9372630923535,4966.0417032701798,5180.0701374761129,4854.9928206057666,4125.1648542930852,3660.886590074073,3391.4298873220487,2799.1067118900901,2092.9262884626178,1418.2449879814724,1115.7947153193904,940.40996641309926,812.4196296344146,684.44951741281852,585.71710566715115,485.99419058790693,357.09073432669908,198.04354533856682,63.261558950597731,0,0,0,0,0,0,0,0,0,0,0,0,0,0,0,0,0,0,0,0,0,0,0,0,0,0,0,0,0,0,0,0,0,0,0,0,0]
[35,1552.3528429347011,1606.806012253599,1685.4638295811908,1848.8416008511138,2091.9176131085824,2381.4265181011756,2742.6050435261163,3180.5216994532811,3538.7707065263166,3753.7377614775692,3649.7849758844204,3662.905068997638,3775.9416445681031,4109.01513272385,4512.7765782402139,4813.6025195195698,4878.2119245326594,4784.3266673979533,5418.3385844099967,5953.4704776618728,5721.2372605773053,5425.4060310195073,4590.5049035665306,3987.8942595827593,3426.7507440651152,2744.6229403708576,1835.7304889559762,1246.8475760584727,993.82855258696566,843.65961930001663,732.81358322238805,615.93966653181371,509.16045669356748,373.20141655675388,207.1004714754566,61.251279440887508,0,0,0,0,0,0,0,0,0,0,0,0,0,0,0,0,0,0,0,0,0,0,0,0,0,0,0,0,0,0,0,0,0,0,0,0,0]
[40,1552.3528429347011,1601.7639737125119,1669.328587979903,1817.5767962963719,2075.7788736825264,2306.7760752199802,2638.6853863895117,3081.6317086219769,3494.3659669297072,3583.1760027816035,3595.2866338247959,3590.2405325962136,3797.1363819353046,4201.8768901322728,4793.4122575762603,5252.7610680976495,5821.1973823612479,5296.1741874287973,5811.1003220107104,6399.7872594094124,6637.0951883849857,6316.9839920444883,5604.1144915687983,4796.4407914604108,4225.0926516231884,3356.1093980718083,2546.8762710599367,1693.5315083418986,1107.7304086902423,900.09605098701365,767.07340608364041,662.28378097872496,522.25490218132211,377.22919687654826,210.11953566284186,61.251279440887508,0,0,0,0,0,0,0,0,0,0,0,0,0,0,0,0,0,0,0,0,0,0,0,0,0,0,0,0,0,0,0,0,0,0,0,0,0]
[45,1552.3528429347011,1597.7303542931845,1657.2272589425841,1785.3040133183388,1976.9318670220041,2224.0581367704171,2531.7432146742276,2954.4921081447624,3261.2505044860563,3410.6040213408155,3543.8167350149947,3682.0806741059782,3969.7264428924846,4290.7030990623925,4808.5549460884276,5574.8341794251228,6424.0225651435667,6370.5030540053058,6233.1720330318631,6193.7908979867489,7069.3201419565748,7202.6285696134519,6556.3085432968119,5795.9547643567348,4824.7071996727855,3927.3351942992181,3127.0399902778909,2419.7614425124839,1534.2022072902007,993.82855258696566,800.32705011374333,686.46462027603934,560.5328253292854,366.15290577694071,202.06879585668304,59.241065852707941,0,0,0,0,0,0,0,0,0,0,0,0,0,0,0,0,0,0,0,0,0,0,0,0,0,0,0,0,0,0,0,0,0,0,0,0,0]
[50,1552.3528429347011,1592.6883443279025,1646.1344515254048,1754.0403104980044,1919.441476119403,2145.3780706808025,2428.8408559410454,2727.4708645430419,3008.979852472904,3280.4238909269366,3565.0101329311728,3897.0560105955328,4202.8862684072046,4393.6630467226842,4904.4597401538012,5625.3175716766973,6300.8273829334303,6692.6365774629667,7316.7506230551508,6886.530102601313,6875.4214706309986,6956.2119285046247,6849.1647754846335,6610.8394203963635,5948.4218319289748,4909.5074131158226,3858.7027155328528,2966.6004096643287,2249.2766999423916,1442.4439981679486,879.93976479348203,693.51752672087775,568.59167442682008,385.28488595522572,187.9807803590999,55.220845530457993,0,0,0,0,0,0,0,0,0,0,0,0,0,0,0,0,0,0,0,0,0,0,0,0,0,0,0,0,0,0,0,0,0,0,0,0,0]
[55,1552.3528429347011,1585.6295571764856,1634.0332922559537,1723.7856441719903,1863.9699222631748,2063.67490132071,2297.6971303738765,2509.5482289208503,2766.8199032442285,3088.6951754474903,3522.6234637169282,4008.0808195329178,4250.3273195025276,4807.5454320372064,5167.9550810617211,5464.7819730209803,5792.9256575671589,6950.1526115126935,7355.1283516963076,7315.7406855387862,7210.7079479424792,7328.8698841085934,7326.8500058751288,6835.0265966470679,6274.5729814466868,5858.5566575516832,5074.0643609654071,4061.575693261439,3073.5591949142986,2226.0756113543198,1396.0629241738613,808.38874968158041,561.54017517044895,380.25006033647946,189.99329120214583,53.210843750071625,0,0,0,0,0,0,0,0,0,0,0,0,0,0,0,0,0,0,0,0,0,0,0,0,0,0,0,0,0,0,0,0,0,0,0,0,0]
[60,1552.3528429347011,1579.579193170011,1619.9153863085889,1694.5399708903694,1810.5170757472663,1978.9491043381777,2158.4912176494172,2315.8550557632743,2533.7609503163358,2853.5915429475376,3336.9355734569467,3802.1827654196286,4603.6279979270566,5131.6100823199376,5178.0509594395508,5276.9916023181841,5960.5385888725714,6220.0449603210782,6654.2624774284795,7336.949402602293,7752.0464088194858,7602.5684655353662,7303.6214462119151,7366.2377315799022,6991.5580492338077,6477.5425217244383,5985.7819114794156,5205.3099291771987,4280.6091184485003,3265.2869975585818,2348.1361624916653,1425.3029903202066,701.57807892996118,374.20835758368617,184.96205452537305,53.210843750071625,0,0,0,0,0,0,0,0,0,0,0,0,0,0,0,0,0,0,0,0,0,0,0,0,0,0,0,0,0,0,0,0,0,0,0,0,0]
[65,1552.3528429347011,1571.5120771908057,1604.789194937694,1669.328587979903,1768.1593337492909,1898.2612367205277,2018.2856400391497,2161.5173398079901,2336.0306951843845,2617.4983801075382,3045.3055641018332,3542.8075287426982,3835.4890638145271,4699.5286613343405,5142.715471402501,5542.5250478007074,5699.0241360548562,5722.2469501052801,6274.5729814466868,6728.9911908044578,6873.4017212892213,7206.6682576468766,7702.5567681553102,7948.9980866860133,7816.686414532378,7244.0354790329729,6632.0459941622003,6207.9276869976147,5505.1678489781307,4740.9179750236162,3668.960512433016,2527.7077482107193,1368.8399640508226,508.15320548172508,179.93095458195256,52.205871129025049,0,0,0,0,0,0,0,0,0,0,0,0,0,0,0,0,0,0,0,0,0,0,0,0,0,0,0,0,0,0,0,0,0,0,0,0,0]
[70,1552.3528429347011,1566.4701506984791,1592.6883443279025,1642.1007218620907,1725.8026055254718,1822.6194706092954,1901.2869708129176,2012.2338150863627,2173.621870706746,2398.5762770867805,2690.1402493831206,3137.1308093309594,3514.5498700196258,4018.1741376279633,4693.4717190679548,5211.3674974004725,5247.7130541725755,5647.5304078939862,5814.1294382769602,5828.2653350186738,6097.8635420911041,6699.7055146397615,7103.6569229604638,7251.1049750408829,7617.7181243352443,8053.0309483532237,8010.6096183550799,7347.0488132175151,6666.380590458115,5988.8111173478364,5133.6292421870212,4056.5289768456578,2457.0881362102509,875.9085625698043,169.86918038037837,48.186177781824156,0,0,0,0,0,0,0,0,0,0,0,0,0,0,0,0,0,0,0,0,0,0,0,0,0,0,0,0,0,0,0,0,0,0,0,0,0]
[75,1552.3528429347011,1563.4450025815011,1581.5959786041019,1617.8985526110023,1680.421549934586,1756.0573068896419,1815.5597304824182,1892.2097829975603,2026.3547681664795,2200.8573108795235,2437.9203032762739,2682.0688328229598,2996.8713790258439,3183.5489930199892,3715.3859092635662,4380.5405652340733,4614.7321838874468,4969.0703441672131,5137.6675643010158,5284.0588624255679,5569.785865250451,5874.712093597178,5996.8890071448277,6477.5425217244383,7073.3597546190695,7351.0885813479963,7633.8777935624648,8006.5695033745815,7654.0774281442209,6815.8391149659028,6055.4540323531301,4879.22145329867,3288.4969292748942,1543.2774984550331,244.33848676014631,51.200917835379968,0,0,0,0,0,0,0,0,0,0,0,0,0,0,0,0,0,0,0,0,0,0,0,0,0,0,0,0,0,0,0,0,0,0,0,0,0]
[80,1552.3528429347011,1557.3947239015893,1567.4785347016514,1596.7219510268928,1641.0922909919893,1692.5230463933431,1724.7941245541988,1782.278469632608,1890.1926360499049,2012.2338150863627,2188.7526289854109,2382.4353240465639,2689.1313209885525,2801.1246498283881,2960.5462527205259,3141.1671460371817,3637.6741625184009,3872.8328327645881,4020.1928042884083,4244.2709855278445,4631.8932510338445,4900.4216055206289,5045.7965256597345,5566.7568789395045,5828.2653350186738,6212.9765480135602,6829.9772541393468,7029.9340395499557,6879.4609710926061,6511.8763116062046,5666.7142912425707,4158.4738542338755,2633.6408456181302,1234.7497890947386,249.37110660510621,70.298027302456234,0,0,0,0,0,0,0,0,0,0,0,0,0,0,0,0,0,0,0,0,0,0,0,0,0,0,0,0,0,0,0,0,0,0,0,0,0]
[85,1552.3528429347011,1553.3612178210465,1556.3863464020239,1574.5372408463463,1604.789194937694,1633.024866348906,1644.1175854579226,1673.3623838322726,1738.9129116012623,1816.5682631097154,1910.3642019219667,2057.6229417095346,2227.0843493313496,2478.2738095181139,2653.8190664364888,2574.1159985672007,2700.2295540964728,2944.4018947384297,3126.0309101600064,3204.7401283579834,3285.4695375716028,3479.2281160077923,3840.5354979299273,4239.2240471433706,4559.2115223034107,4916.5741639715079,5198.242775151336,5315.356841949153,5353.7223582209344,5524.3512438756788,4699.5286613343405,3412.6223575124536,2094.9436406273785,867.84621381082877,228.23481001690109,79.345941616877255,0,0,0,0,0,0,0,0,0,0,0,0,0,0,0,0,0,0,0,0,0,0,0,0,0,0,0,0,0,0,0,0,0,0,0,0,0]
[90,1552.3528429347011,1547.3109783269385,1540.2523954607502,1553.3612178210465,1573.5288523154536,1582.6043722847851,1591.6799442467097,1598.7387581952937,1644.1175854579226,1688.4892046054501,1723.7856441719903,1791.3551160479287,1814.5511984147977,1981.9749641634348,2171.6044442036855,2301.7322125560986,2401.6027178841937,2289.6269872591311,2289.6269872591311,2606.400492722641,2659.8725626232413,2614.4716788777887,2706.2831550106789,2894.9603506155022,3093.7405187763416,3343.999601333046,3506.4762948503562,3652.8126855040018,3863.7491800486409,3721.4414386876538,3316.7527190931646,2768.8378178029607,1739.9214007835678,505.13146382936355,250.37764281601082,56.225874000831865,0,0,0,0,0,0,0,0,0,0,0,0,0,0,0,0,0,0,0,0,0,0,0,0,0,0,0,0,0,0,0,0,0,0,0,0,0]
[95,1552.3528429347011,1541.2607624665918,1533.1938449098943,1535.2105703325963,1543.2774984550331,1537.2272984019205,1532.1854831921119,1540.2523954607502,1569.4953046517671,1612.8564793622302,1619.9153863085889,1628.9911689455628,1611.8480666005,1681.4300046561746,1682.4384599819907,1766.1423235108944,1878.0897996043796,1947.6821580817668,2057.6229417095346,2100.9957087583844,2097.9696725127405,2257.3466999668631,2295.67959193665,2275.5043052446545,2262.3904646246178,2277.5218258983418,2345.1097898073535,2440.9467932343514,2475.2472736464852,2287.6094559165385,2199.8485848430059,2003.1561117669282,1438.4108014537403,574.63588622392331,257.42350858200774,66.277097278608665,0,0,0,0,0,0,0,0,0,0,0,0,0,0,0,0,0,0,0,0,0,0,0,0,0,0,0,0,0,0,0,0,0,0,0,0,0]
[100,1552.3528429347011,1534.2022072902007,1522.1019025491566,1519.0768413494509,1517.0601372255874,1498.9099210598927,1478.7432718374282,1481.7682517963594,1496.8932438795296,1547.3109783269385,1556.3863464020239,1569.4953046517671,1517.0601372255874,1504.959968849995,1451.5187319182774,1457.5685859282098,1463.6184650240459,1465.63509694606,1549.3277222035513,1651.1766274877552,1726.8110870854687,1764.1253155737052,1832.7048610100917,1883.1326386831654,1833.7134031046771,1779.2529310778141,1688.4892046054501,1678.4046423055361,1645.1260181828966,1571.5120771908057,1455.5519651324416,1268.0189847411061,901.10387721829318,470.88634737729012,242.32546769872059,76.329849463361882,0,0,0,0,0,0,0,0,0,0,0,0,0,0,0,0,0,0,0,0,0,0,0,0,0,0,0,0,0,0,0,0,0,0,0,0,0]
[105,1552.3528429347011,1530.1687617458649,1513.0267370160941,1501.9349419116575,1489.834895146864,1459.5852095112941,1432.3610275750814,1423.2864146530021,1434.3776160370014,1451.5187319182774,1469.6683691022997,1527.143684556321,1511.0100409375907,1543.2774984550331,1454.543655781004,1424.2947021300658,1382.9555061606618,1313.3874708439646,1289.1907465801335,1292.2153124748895,1287.1743732541738,1305.3218461984061,1328.5106501890004,1373.881212474487,1408.1621884105498,1456.5602751816705,1489.834895146864,1378.9224793778756,1231.7253608106423,1097.6501079302609,954.52024858783284,774.1270910823755,543.40815742206803,311.78344796045536,177.91855373764352,56.225874000831865,0,0,0,0,0,0,0,0,0,0,0,0,0,0,0,0,0,0,0,0,0,0,0,0,0,0,0,0,0,0,0,0,0,0,0,0,0]
[110,1552.3528429347011,1525.1269697549496,1498.9099210598927,1480.7599244572896,1452.5270391734393,1417.236704793469,1387.9968061579712,1373.881212474487,1378.9224793778756,1369.8482122539233,1350.6916237926162,1331.5353067591789,1318.4285113946478,1320.4449330105424,1332.5435271419701,1347.6669240119957,1397.0711922049652,1383.9637646935635,1364.8069786629198,1389.0050683546133,1379.9307349701794,1320.4449330105424,1321.4531449723431,1256.929154821795,1195.4328053510533,1178.2950347724434,1096.6420829267092,1097.6501079302609,1096.6420829267092,989.79685912166553,824.51238897835572,614.93222355435944,405.42483738535867,221.18980385521934,128.62256901424442,44.166819783667599,0,0,0,0,0,0,0,0,0,0,0,0,0,0,0,0,0,0,0,0,0,0,0,0,0,0,0,0,0,0,0,0,0,0,0,0,0]
[115,1552.3528429347011,1518.0684889529637,1482.7765798208968,1451.5187319182774,1412.1952996129335,1376.9059704032798,1346.6586922581143,1325.4860004982527,1314.3956774101373,1297.2562713408183,1257.937317151861,1211.5626960616064,1174.2626542209405,1152.0848097396088,1099.6661607109011,1055.3138646951068,1019.0270043413617,978.70978688561252,949.48083801458813,915.2135621254165,881.95537282916689,854.74505697644986,823.50465222952312,788.23465312812414,758.00447781129969,724.7526782608445,670.34396430528011,640.11878577395669,609.89503345385992,584.70971336682805,508.15320548172508,422.54458421059621,321.85119673416409,204.08145125625859,101.46720444534975,40.147827669756929,0,0,0,0,0,0,0,0,0,0,0,0,0,0,0,0,0,0,0,0,0,0,0,0,0,0,0,0,0,0,0,0,0,0,0,0,0]
[120,1552.3528429347011,1512.0183886409504,1469.6683691022997,1429.3361502014563,1387.9968061579712,1357.7492829028563,1323.4695712007247,1294.2316936681152,1243.8231182793565,1190.3922589553699,1131.9235028409682,1078.4977919773303,1032.1304462556957,995.84440545096857,954.52024858783284,916.22140511708278,889.01003712505587,862.80728378953188,846.682906133291,815.44280271612445,790.25003983212787,759.01213117901898,726.76789614310997,677.39670417975822,649.18619261853939,614.93222355435944,552.47409198138303,492.03746007824526,445.70769278718001,396.36173249989935,341.98762877226108,278.56224176899144,219.17698581717505,155.78370551195141,90.405895411488231,36.12923810708449,0,0,0,0,0,0,0,0,0,0,0,0,0,0,0,0,0,0,0,0,0,0,0,0,0,0,0,0,0,0,0,0,0,0,0,0,0]
[125,1552.3528429347011,1503.9516258616848,1456.5602751816705,1411.187020732295,1369.8482122539233,1340.6093175906831,1287.1743732541738,1220.6358540470935,1146.0363803775579,1086.561883942285,1043.2181039227637,1008.9475480673809,975.68606162866456,944.44145416149502,913.19787946951817,873.8929684029963,847.6906708095355,809.39646779127065,787.22696170574807,750.95094180631554,728.78311960771214,707.62355386056902,673.36655807690715,626.01418640486224,592.76890006969472,556.50344408245246,501.10250306890003,437.65081969353872,386.29185899410305,340.98077844143347,286.61552097237734,235.28003346324601,182.94959793098093,127.61670426943685,74.319187225450264,27.089134400918912,0,0,0,0,0,0,0,0,0,0,0,0,0,0,0,0,0,0,0,0,0,0,0,0,0,0,0,0,0,0,0,0,0,0,0,0,0]
[130,1552.3528429347011,1496.8932438795296,1446.4772061481001,1394.0463902945748,1356.7410436388031,1301.2890525268974,1217.6114605410178,1147.0444497278606,1098.6581338586072,1056.3218510332676,1025.0747259772024,982.74143507382496,952.50448116116092,922.26848628259552,892.03348182666912,850.71397201382797,809.39646779127065,788.23465312812414,755.98917509219189,720.72225930536899,690.4948437134459,661.2762649289582,635.08139285545383,597.80594744145617,568.59167442682008,550.45942692668427,504.12422061952947,443.69346076982475,380.25006033647946,328.89880868463291,275.54232167620648,217.16418624552571,160.81409189195779,107.50116269711758,61.251279440887508,21.064032395764698,0,0,0,0,0,0,0,0,0,0,0,0,0,0,0,0,0,0,0,0,0,0,0,0,0,0,0,0,0,0,0,0,0,0,0,0,0]
[135,1552.3528429347011,1488.826562337018,1439.4190995743888,1379.9307349701794,1335.5681928604727,1252.8965135862265,1167.2060215705862,1113.7786331869247,1072.4497625090453,1031.1224832580795,983.74934970527374,942.42570813372254,900.09605098701365,859.78393987716277,810.40418715434259,770.09640604036883,730.79834863924555,709.63872365870475,693.51752672087775,665.30633830583247,643.1412405542178,618.96200533035903,604.85788491463472,563.55488026541718,515.20400563086378,496.0663476570511,457.79327444158969,404.41781565261778,349.03566352307149,300.70929988356477,247.35804637556123,198.04354533856682,144.71743439597881,93.422488515161888,51.200917835379968,17.048232921663399,0,0,0,0,0,0,0,0,0,0,0,0,0,0,0,0,0,0,0,0,0,0,0,0,0,0,0,0,0,0,0,0,0,0,0,0,0]
[140,1552.3528429347011,1481.7682517963594,1431.3527344074739,1365.8152238951263,1307.3382477041578,1213.5789475434437,1146.0363803775579,1100.6741884862965,1046.2420310439961,991.8127038077688,934.36276718645331,894.04911731734217,845.67514265533873,804.357889807883,758.00447781129969,726.76789614310997,694.5250906509001,675.38162812523888,659.26123743228948,625.00672708558386,589.74669214800133,569.59903862060082,536.35697932476273,493.044678893796,430.60117719617693,410.45998340822337,384.27791554552124,352.05629353891283,301.71602400391555,252.3907273486665,209.1131760876558,163.83239950048687,122.58750062023773,80.351331340225968,43.162036139125405,14.036995597894803,0,0,0,0,0,0,0,0,0,0,0,0,0,0,0,0,0,0,0,0,0,0,0,0,0,0,0,0,0,0,0,0,0,0,0,0,0]
[145,1552.3528429347011,1475.7182980603359,1425.3029903202066,1350.6916237926162,1272.0516742341567,1186.3598371864221,1126.8832319225462,1073.4577650593887,1018.0190542156654,954.52024858783284,895.0569367657157,855.75283118813752,809.39646779127065,763.0427579963532,731.80596523781946,689.48728564561407,664.29881766947972,638.10382383678518,598.81336201521617,546.43011894300389,512.18222225713123,500.09526792509121,483.97978406127578,447.721933898185,388.30581293204847,351.04941397916343,332.92608346097444,312.79020839351324,273.5290599615526,227.22836710560355,189.99329120214583,144.71743439597881,104.48414005107793,68.287532720608553,36.12923810708449,10.023052380778998,0,0,0,0,0,0,0,0,0,0,0,0,0,0,0,0,0,0,0,0,0,0,0,0,0,0,0,0,0,0,0,0,0,0,0,0,0]
[150,1552.3528429347011,1467.6517316400773,1415.2201405678286,1332.5435271419701,1245.8394226502153,1175.2707480638032,1103.6982773426655,1043.2181039227637,974.67815528855704,912.19003980772868,867.84621381082877,827.53560660155279,778.15779709038316,742.8898388818767,706.6159711103785,665.30633830583247,620.97690605782327,575.64326104967381,546.43011894300389,515.20400563086378,481.96538591056179,453.76471138662032,428.5870147208546,390.31977730506173,349.03566352307149,305.7429539319009,287.62219689954674,282.58885271036019,262.45638811906474,211.12590005317529,166.85076266433626,126.61084744487482,90.405895411488231,58.235984471133037,29.097816174642574,8.016652840637061,0,0,0,0,0,0,0,0,0,0,0,0,0,0,0,0,0,0,0,0,0,0,0,0,0,0,0,0,0,0,0,0,0,0,0,0,0]
[155,1552.3528429347011,1462.6101501037324,1408.1621884105498,1315.4038847488816,1224.6683903637727,1162.1655957563262,1089.5859338675427,1022.0508606905157,945.44932878769396,892.03348182666912,851.72174146906048,816.45052956695815,760.01978588315012,729.79073342857248,689.48728564561407,625.00672708558386,577.65801598154644,544.41547606823053,528.29860353797324,487.00139698135308,437.65081969353872,396.36173249989935,378.23614868748763,362.12524602494449,332.92608346097444,291.64893568472075,258.43007668638376,246.35152238988556,231.25416527541577,207.1004714754566,157.79584087948061,117.55850313942643,85.378465429273547,53.210843750071625,25.080601549217004,5.0080536687636448,0,0,0,0,0,0,0,0,0,0,0,0,0,0,0,0,0,0,0,0,0,0,0,0,0,0,0,0,0,0,0,0,0,0,0,0,0]
[160,1552.3528429347011,1457.5685859282098,1404.1290887478256,1300.2808560583592,1211.5626960616064,1153.0928843885954,1073.4577650593887,992.82062768624883,925.29204173531855,871.87737888041204,841.64410075501223,801.33475813991458,751.95858576924502,722.73746597640445,657.24621608837697,595.7911233847426,557.51078666996455,515.20400563086378,492.03746007824526,452.75757619336599,405.42483738535867,368.16675228114894,353.06317597546882,351.04941397916343,335.94657151454635,289.63555930121174,242.32546769872059,214.14502188707684,210.11953566284186,202.06879585668304,180.93716345181977,124.59915780868042,88.394889005535376,61.251279440887508,26.08484865749011,4.0055490228453374,0,0,0,0,0,0,0,0,0,0,0,0,0,0,0,0,0,0,0,0,0,0,0,0,0,0,0,0,0,0,0,0,0,0,0,0,0]
[165,1552.3528429347011,1456.5602751816705,1401.1042715935748,1289.1907465801335,1205.5139617506477,1147.0444497278606,1062.3697892092532,983.74934970527374,918.23709442176153,861.79950130763405,837.61307814199472,796.29623070059233,755.98917509219189,692.5099642532108,632.0589762438625,581.68754688117576,534.34237396739513,491.03024332244547,444.70057563922984,430.60117719617693,399.38274468962521,357.09073432669908,325.87838489895006,327.89199766453015,321.85119673416409,297.68914776956171,254.40382792207021,207.1004714754566,182.94959793098093,192.00582334211265,187.9807803590999,186.97453299484269,130.63432201828778,57.230920419256371,25.080601549217004,3.0032976479526123,0,0,0,0,0,0,0,0,0,0,0,0,0,0,0,0,0,0,0,0,0,0,0,0,0,0,0,0,0,0,0,0,0,0,0,0,0]
[170,1552.3528429347011,1455.5519651324416,1397.0711922049652,1279.1089115549482,1203.4977237104949,1140.9960469290074,1056.3218510332676,979.71769737990815,911.18220125834318,853.73728395177477,827.53560660155279,804.357889807883,745.91274228889881,672.35902531066267,618.96200533035903,565.56959255578886,520.24035054929641,467.86483635338556,428.5870147208546,403.41079642490519,387.29883465531185,355.07694944629657,316.81728239424859,289.63555930121174,297.68914776956171,293.66232595374214,268.49597068019642,227.22836710560355,182.94959793098093,201.06247565441669,216.15779343785601,196.03095062626178,151.75951300673236,76.329849463361882,26.08484865749011,1,0,0,0,0,0,0,0,0,0,0,0,0,0,0,0,0,0,0,0,0,0,0,0,0,0,0,0,0,0,0,0,0,0,0,0,0,0]
[175,1552.3528429347011,1456.5602751816705,1396.0629241738613,1278.1007324082996,1202.4896059554876,1138.979919772223,1046.2420310439961,974.67815528855704,907.15085820945785,847.6906708095355,823.50465222952312,816.45052956695815,726.76789614310997,661.2762649289582,606.87273932099311,556.50344408245246,504.12422061952947,459.80756926967933,422.54458421059621,388.30581293204847,372.19447824394808,347.02192467364125,323.86478456311931,286.61552097237734,258.43007668638376,267.48936407825727,260.44322462984479,262.45638811906474,261.44980443871583,237.29299343863059,179.93095458195256,153.77159610801158,129.62844161748095,87.389402877861457,44.166819783667599,0,0,0,0,0,0,0,0,0,0,0,0,0,0,0,0,0,0,0,0,0,0,0,0,0,0,0,0,0,0,0,0,0,0,0,0,0,0]
[180,1552.3528429347011,1456.5602751816705,1393.0381244474436,1277.0925540561173,1205.5139617506477,1137.9718575303903,1041.2021573717921,971.654442519893,906.14302524057416,848.69843668265162,823.50465222952312,826.52786616586718,722.73746597640445,657.24621608837697,602.84303721328456,556.50344408245246,499.08803480791187,457.79327444158969,422.54458421059621,387.29883465531185,357.09073432669908,349.03566352307149,322.85798908042426,291.64893568472075,254.40382792207021,231.25416527541577,268.49597068019642,288.62887634657591,301.71602400391555,241.3189644239616,166.85076266433626,103.4784850535453,101.46720444534975,115.54696382165466,49.191070759971105,0,0,0,0,0,0,0,0,0,0,0,0,0,0,0,0,0,0,0,0,0,0,0,0,0,0,0,0,0,0,0,0,0,0,0,0,0,0]
[null,"AB - LED 196W Type II"]
[null,"Generic"]
[null,"LED"]
[null,"NA"]
[null,196]
[null,"TYPE II, SHORT"]
[]
[null,37]
[null,145]
[null,0,2.5,5,7.5,10,12.5,15,17.5,20,22.5,25,27.5,30,32.5,35,37.5,40,42.5,45,47.5,50,52.5,55,57.5,60,62.5,65,67.5,70,72.5,75,77.5,80,82.5,85,87.5,90]
[0,1589.6631459994105,1702.6076928325283,1881.1155014307371,2127.2215379395975,2491.3888409052847,2951.4650405027951,3455.0076915112872,3813.2848326251697,4016.155471980655,4038.3608497397331,4091.8561230407518,4334.1074853274758,4496.6254049858362,4390.6347782843422,4277.5809288985993,4209.9519231093873,4303.8253093175517,4497.6348516185026,4337.135714578224,3807.2291555950037,3221.8949595379031,2903.0323822122668,2567.0538192164927,2099.9870295257483,1655.2103793348597,1347.6669240119957,1181.3193292356812,1063.3777822545951,934.36276718645331,752.96623108109668,572.62114186819917,416.5022400230921,274.53568897522905,155.78370551195141,68.287532720608553,19.056026783849234,0]
[2.5,1589.6631459994105,1702.6076928325283,1883.1326386831654,2127.2215379395975,2491.3888409052847,2951.4650405027951,3443.9067202330839,3809.2477135366616,4004.0434994010784,4044.4168830537346,4098.9215889276575,4334.1074853274758,4487.5403954851763,4367.4181230162467,4237.2052734699027,4164.530064740271,4250.3273195025276,4453.219414615317,4321.9945894762359,3808.2384344322222,3234.004307103377,2902.0233770351701,2582.1870843805104,2121.1693946979126,1666.3032474796319,1355.7328051232605,1184.3436314337064,1063.3777822545951,930.33132274107584,754.98152574436392,575.64326104967381,419.52340124922512,277.55559808638526,158.80191819600202,68.287532720608553,21.064032395764698,0]
[5,1589.6631459994105,1700.5907587595589,1876.0726677583752,2121.1693946979126,2477.2649638170815,2941.3748374471743,3444.9158979647782,3809.2477135366616,3995.9688713419082,4041.3888652634932,4089.8374207393008,4320.9851830181606,4483.5026193805597,4350.258065720579,4221.0551187116253,4137.2771869337084,4235.1865007572915,4455.2382885479838,4336.1263045932128,3832.4612065286096,3251.1592936539787,2922.2035470053088,2621.5339871853307,2160.5086319512475,1699.5822926190442,1372.87296130921,1194.4246943704641,1071.4417609051841,933.35490444308982,767.07340608364041,590.7540930733503,427.57993702648378,286.61552097237734,165.84463549957897,70.298027302456234,23.072229545451361,0]
[7.5,1589.6631459994105,1696.5568977856435,1878.0897996043796,2106.0391121736243,2473.2295851189601,2922.2035470053088,3425.7415716643568,3790.0714563151123,3978.81034087836,4032.3048254984387,4080.7532727081129,4317.9569650575495,4480.4742896858934,4377.5123058478102,4241.2428217772567,4156.4551193558245,4241.2428217772567,4491.5781752192643,4418.8986979937463,3922.2886474376769,3318.7709990206713,2998.8894545449957,2714.3546439340457,2242.2154736447596,1754.0403104980044,1399.0877304474784,1210.5545715773555,1079.50580018799,929.32346435368083,773.11941785205272,606.87273932099311,438.65792078245397,298.69586175506231,173.89382052669683,77.335200513321496,26.08484865749011,0]
[10,1589.6631459994105,1692.5230463933431,1872.0384105685773,2103.0130686747621,2454.061626312217,2911.1044362313983,3406.5673525779057,3779.9787282573307,3960.6425656724164,4020.1928042884083,4057.5383196272733,4301.8065051352232,4503.6915361657466,4439.0873227115544,4304.8347117634894,4238.2146601865616,4313.9193444105795,4575.3629181893048,4562.2399046840883,4071.6691448788879,3440.8791888108822,3091.7223804576724,2799.1067118900901,2338.0482687256931,1823.6280071456438,1441.435697931985,1232.7335027485854,1089.5859338675427,940.40996641309926,785.21158272846617,630.04403985316117,455.77898846755306,314.80373896081153,184.96205452537305,85.378465429273547,26.08484865749011,0]
[12.5,1589.6631459994105,1689.497664150761,1869.0127233748408,2093.9349643022947,2436.9114741241037,2887.8973414107272,3383.3566000988421,3755.7562908938025,3951.5587092657247,4025.2394753686367,4071.6691448788879,4318.9663708087573,4557.1926018326212,4541.0412702664644,4413.8515561952918,4355.3051343881034,4409.8138469073929,4685.3958081947003,4729.8134894459508,4263.4494060065954,3601.3419646376324,3187.5853889153136,2918.1675018427009,2471.2118982358429,1911.3727858198192,1480.7599244572896,1254.912832585775,1102.6902468030191,942.42570813372254,790.25003983212787,648.17869668861317,478.9438044658425,333.93290978257897,203.07512106555058,92.416946510646028,28.093457349309364,0]
[15,1589.6631459994105,1687.4807456618453,1862.9613636751676,2082.839556814723,2414.7173386387876,2860.6544679356371,3345.0087493901683,3742.6358690867573,3948.5307617635917,4037.351511735772,4097.9122359127023,4333.0980760468683,4601.6090578980056,4655.1112664662178,4539.0223578516579,4506.7198814914591,4537.0034463339516,4822.688165016757,4936.7649365653006,4489.5592848987417,3809.2477135366616,3345.0087493901683,3062.4595231617827,2603.3738043476001,1998.1129610018729,1525.1269697549496,1264.9944760272024,1112.770593487423,948.4729591018255,797.30393364695135,655.23120091604528,505.13146382936355,355.07694944629657,222.19621974660973,102.47283981975923,29.097816174642574,0]
[17.5,1589.6631459994105,1686.4722873203068,1859.9356911850903,2075.7788736825264,2399.5850902622833,2842.492696124335,3301.615658796441,3730.5247512758001,3932.3817476389963,4053.5009500064052,4109.01513272385,4334.1074853274758,4658.1397118030727,4798.4598151112186,4701.5476438233272,4668.2345437911372,4686.4052962938622,4939.7935595778663,5137.6675643010158,4765.1460336653763,4047.4449031087647,3489.3200093291557,3163.3670903621028,2734.5334709900767,2114.108582722447,1576.5540198432063,1282.1334537554555,1119.8268904951999,952.50448116116092,799.31934335512847,666.3138604664249,532.32777619799867,384.27791554552124,241.3189644239616,118.56428573008029,33.11558670666593,0]
[20,1589.6631459994105,1685.4638295811908,1854.8929146325258,2062.6662401528342,2368.312079726496,2799.1067118900901,3255.1957742373597,3700.2471288748839,3913.2048794386455,4040.3795265036656,4129.2022945641284,4381.5499854943173,4764.1365287606295,4940.8031009943425,4849.9452039784919,4803.5073779504637,4814.6120348404938,5012.4810657928956,5240.6458428283077,4956.9557916549938,4297.7688996104271,3625.5633894322618,3290.5151919573705,2976.6906986534937,2333.0043381368682,1690.5061242974168,1309.3546523168495,1127.8912843077392,964.5991493330996,808.38874968158041,675.38162812523888,554.48876437551053,419.52340124922512,266.48276126055515,128.62256901424442,37.13384546983891,0]
[22.5,1589.6631459994105,1679.4130958175858,1844.8074026519096,2047.5363818999649,2351.1625390726026,2761.775123282071,3218.8676297440725,3662.905068997638,3882.9258051876818,4052.4916082287345,4191.7831207152003,4456.2477258570616,4848.9356812826327,5084.1600546045047,5017.5288485593946,4927.6790786690699,4891.3358147544677,5060.9399892406609,5402.1844553321234,5332.5203283082483,4700.5381524705454,3960.6425656724164,3562.9917086474275,3219.876739359448,2577.1426527887747,1809.5085464826784,1342.625772789228,1126.8832319225462,963.59125450600254,814.43507710939741,682.43442047637177,568.59167442682008,444.70057563922984,293.66232595374214,144.71743439597881,42.157275863478645,0]
[25,1589.6631459994105,1676.3877370977445,1839.7646672985848,2035.4325756730479,2323.9252905457292,2719.3993366918717,3148.2307477369195,3604.3696338593627,3863.7491800486409,4098.9215889276575,4285.656105786632,4506.7198814914591,4941.8126426168828,5167.9550810617211,5103.3419276609829,5042.7678383875827,5063.9686873932696,5254.7802750249357,5730.3244727337515,5843.4109766765878,5160.8879779183026,4314.928749218534,3808.2384344322222,3422.7140562443738,2853.5915429475376,2017.2770012866408,1398.0794609630132,1136.9637961806482,964.5991493330996,819.47371756879136,695.5326560411628,587.73189545758112,465.85050649283932,319.83762149017559,157.79584087948061,47.181305740243346,0]
[27.5,1589.6631459994105,1676.3877370977445,1833.7134031046771,2022.3202000823192,2298.7059002562532,2675.0063632358751,3096.7677287200486,3553.9088135157299,3872.8328327645881,4151.4082864469929,4366.4087060140737,4581.4197063420515,4949.8889830107237,5188.1468574821529,5302.2318603169715,5348.6742482400296,5401.1748238655546,5516.2740168469491,5821.1973823612479,6296.7882371182995,5727.2954004142321,4747.9844793783241,4068.6411067662284,3559.9640743637965,3024.1155127116162,2289.6269872591311,1539.2440291144057,1156.117113614974,968.63073915137215,826.52786616586718,712.66148906987371,601.83561588397004,483.97978406127578,339.97393108066609,173.89382052669683,51.200917835379968,0]
[30,1589.6631459994105,1675.3792854027276,1825.6450818896419,2011.2251793605242,2268.4429970397496,2620.5250848336741,3026.1336064696548,3498.4027382516956,3886.9630014991753,4180.6800024036556,4425.9647061851374,4587.4765024940752,4909.5074131158226,5364.8282169109079,5657.6271805028209,5681.8595081473613,5631.3756092422454,5686.9079227498141,6054.4442857295307,6351.3169233429635,6094.8342815994138,5142.715471402501,4247.2991514367704,3923.297956291331,3317.7618589035956,2527.7077482107193,1732.8619887894267,1200.4733729791378,985.76518206204776,840.63634328996886,723.74507141792458,620.97690605782327,508.15320548172508,363.13215678677932,194.01837655620983,60.246164270520133,0]
[32.5,1589.6631459994105,1671.3454846903555,1816.5682631097154,1996.0957042545253,2241.2067288426606,2584.2048597748039,2972.6545789509805,3449.9617910516722,3883.9351038725899,4208.9425431404579,4437.0684561052667,4601.6090578980056,4988.2517792931367,5539.4960763404179,5880.7703935633162,5946.402374834207,6036.2688753000466,5799.9935758694783,5971.6456376884371,6317.9937814857003,6538.131684766252,5799.9935758694783,4659.1491940191754,3973.7637283253457,3579.1391348473385,2804.151559458533,1975.9232491349032,1304.3136466121296,1005.92373075542,853.73728395177477,732.81358322238805,636.08886825596176,524.26946157658676,380.25006033647946,209.1131760876558,67.282307497705418,0]
[35,1589.6631459994105,1667.311693703846,1804.465908589119,1979.9577237667249,2209.9358659670606,2531.7432146742276,2926.2395977368037,3411.6131892775247,3865.767767699137,4213.9894454022169,4406.7855673650165,4681.3578579713339,5091.2270520704215,5615.2208568876113,6069.5905027325725,6336.1700189732192,6071.6100011879089,5975.6845696494829,6070.6002518763489,6596.701742294259,6677.4888800681711,6118.0586504188605,5147.7633834538865,4334.1074853274758,3781.9972717174878,3209.78565743934,2301.7322125560986,1494.8765694134015,1064.3857762544767,872.88517306050676,753.97387774006802,656.23870772958219,538.37159224165714,394.34773714190084,225.21549466265694,75.324511642000047,0]
[37.5,1589.6631459994105,1665.2948018651193,1800.4318084083402,1965.8370985958388,2179.6741614325315,2480.2915021508074,2864.6904328960863,3345.0087493901683,3831.4519212976052,4159.4832220400731,4399.7195898532573,4806.5359181977456,5154.8304686324491,5635.4143045700048,6226.1036058289719,6310.9252587844649,6331.1210588841968,6414.934314770926,6159.4588304466606,6304.8665313352549,6721.9222228098733,6593.6722437796252,5782.828646367816,4806.5359181977456,4043.4075435385903,3512.5314744886432,2697.2027587216817,1734.8789607183505,1144.0202443352066,905.13519339150332,778.15779709038316,675.38162812523888,544.41547606823053,396.36173249989935,238.29947983255269,83.367575300668861,0]
[40,1589.6631459994105,1668.3201405373907,1792.363635156662,1957.7682153740088,2150.4215792964283,2430.8585079786749,2813.2323079195362,3296.5699874218858,3791.0807305988019,4109.01513272385,4476.4365199406884,4895.3739419042222,5192.1852221967711,5774.7510500875533,5972.6553704229254,6445.2285325996017,6819.8785803142946,6436.1402522844173,6241.2502453541547,6361.4148796431136,6914.8067010554105,7023.8746587149726,6344.2483634743594,5276.9916023181841,4444.1344932393431,3617.4895631521481,2817.2682055292994,2099.9870295257483,1337.5846404755096,958.55179619027911,796.29623070059233,686.46462027603934,554.48876437551053,398.375738081294,244.33848676014631,88.394889005535376,0]
[42.5,1589.6631459994105,1660.2525829509932,1782.278469632608,1938.6047511235406,2122.1780840415504,2386.4705520936836,2766.8199032442285,3232.9951930738225,3695.2008824828772,4097.9122359127023,4534.9845357137374,4932.7267754360928,5413.2904138979729,5480.9362877473159,5917.1203240706891,6754.2375655774485,6756.2572796365721,6687.587341188635,6549.239758989489,6588.6230826789542,6912.7869401865037,7191.5194391962586,6779.4840346240635,5661.6658945884474,4571.3250638700774,3946.512131384105,3415.6498640056698,2485.3357409034811,1648.1513200615109,1035.15434114499,815.44280271612445,699.56293216247195,566.57695139125042,403.41079642490519,248.36457445281798,93.422488515161888,0]
[45,1589.6631459994105,1659.2441410024423,1776.2273976626655,1924.4844247725937,2094.9436406273785,2345.1097898073535,2706.2831550106789,3152.2670986761445,3576.1114868813684,4090.8467717656299,4559.2115223034107,4963.0130642183849,5346.6550055801181,5475.8880592792175,6068.5807537566216,6412.9147053231518,6799.6812775028457,7052.1518138836836,7025.8944517466016,6701.7252123449016,6924.9055142370698,7098.6073859241806,6797.6615505150758,6253.3675834185169,5391.0785195753751,4387.6065119325367,3598.3142979587283,2792.0439405578245,1960.7940426962784,1230.7172196970171,859.78393987716277,711.6538991736503,578.66539608153823,411.46702004179934,251.38418306924891,101.46720444534975,0]
[47.5,1589.6631459994105,1655.2103793348597,1766.1423235108944,1908.3470357224051,2063.67490132071,2302.7409842063093,2655.8368969675639,3071.5410697946968,3483.2648698318676,4041.3888652634932,4562.2399046840883,5035.700908488021,5155.8400530198114,5595.0274817522204,5844.4206875159471,6275.5827640928637,6886.530102601313,7422.7948335994688,7243.0255515943263,7110.7262808348823,6692.6365774629667,6816.8489810788415,7266.2539182353185,6926.925278639611,5825.2362114020989,4787.3551955438288,3880.9072086041811,3196.6672983392878,2361.2504890871387,1534.2022072902007,945.44932878769396,733.8212025910484,594.78371390751465,417.50929134044378,249.37110660510621,100.46157902783952,0]
[50,1589.6631459994105,1652.1850645275526,1757.065805953526,1891.2012092550665,2036.44122345151,2262.3904646246178,2601.3560140502759,2969.6274927663708,3382.3474405481666,3935.4096827489734,4482.4931759218844,4927.6790786690699,5118.4855625441696,5749.5086345351128,5724.2663296951332,6042.3273393766476,7009.7361237492969,7394.516228571305,7573.2792107582418,7143.0434347113023,6797.6615505150758,7175.3607346547778,7352.0985237272052,7012.7658074170213,6291.7393084894811,5327.4722383481585,4434.0401579165855,3625.5633894322618,2791.0349746805823,1916.4157132785863,1153.0928843885954,777.15011862876509,607.8801690316011,432.61534908352962,253.39727563823948,100.46157902783952,0]
[52.5,1589.6631459994105,1648.1513200615109,1746.9808413915596,1872.0384105685773,2005.1733756262549,2222.0406640147612,2525.6900173918793,2874.780370131793,3277.3965066608112,3836.498350107237,4399.7195898532573,4710.6330757369606,5137.6675643010158,5564.7375556468614,5775.760749005628,6171.576008980358,6656.2821614035183,7350.0786391074062,7530.8604907850813,7357.1482377017746,7552.0698210190085,7114.7659170588122,7155.1624051082636,7143.0434347113023,6891.5794866892038,6022.13248275553,4986.2326773839659,4025.2394753686367,3205.7492335397906,2291.6445203777212,1512.0183886409504,900.09605098701365,619.96945487635514,441.67923788731963,260.44322462984479,101.46720444534975,0]
[55,1589.6631459994105,1645.1260181828966,1738.9129116012623,1856.910023612141,1978.9491043381777,2178.6654451444333,2458.0969736707507,2784.9811870737126,3147.2216608096446,3672.9974802710899,4274.5527414902626,4578.3913112651135,5210.3579022078929,5398.1459305972357,5792.9256575671589,6291.7393084894811,6431.0912132034146,6935.0043421314558,7514.7010411264118,7874.2568693536759,7594.4886598364583,7317.7605607107762,7137.9938697729103,7285.4426249006037,7171.3210641963005,6565.3969914497065,5527.380207054046,4604.6374682733031,3653.821922601097,2821.3041089149538,1941.6305487347479,1128.8993375929786,634.07391905157954,448.72905785103239,269.50258105221343,105.48980471856567,0]
[57.5,1589.6631459994105,1642.1007218620907,1731.8535037042891,1836.7390327120816,1955.750999754207,2132.2650037833255,2376.3824947816124,2683.0777585674373,3053.3780034327197,3508.4946869033406,4009.090150200836,4423.9458455511349,5041.7582763672908,5341.6069022640095,5922.1689432046551,6102.912312917676,6322.0329408626185,6538.131684766252,7419.7649779055937,7919.7075256016151,7749.0164217284891,7642.9676225249532,7470.2627337847334,7480.362325956592,7182.4301634234134,6756.2572796365721,6193.7908979867489,5201.271554273585,4236.1958869934633,3266.2961216058384,2326.9516358124492,1468.660050025401,784.20389517686067,462.82902802857438,278.56224176899144,111.52399075900288,0]
[60,1589.6631459994105,1638.0670020974976,1720.7602065632027,1818.5853300420854,1928.5187932018594,2086.8742436312004,2295.67959193665,2573.1071146165109,2946.4199346599812,3357.118549772621,3759.7933529770175,4277.5809288985993,4678.3293975870511,5259.8282957336651,5921.159219033776,6009.0058622173365,6160.4685944155617,6478.5523364836854,6949.1427258603298,7570.249294301474,7992.4291169877633,7911.6273898475765,7869.2068125874939,7445.0138130735768,7263.2241270702061,7021.8548662635494,6572.4657931477714,5736.382622170695,4765.1460336653763,3791.0807305988019,2917.1584914230884,1933.5617655928907,1038.1782448589063,524.26946157658676,279.56888908570443,114.54120724389411,0]
[62.5,1589.6631459994105,1635.0417187847181,1709.6669808663319,1800.4318084083402,1903.3041295474241,2045.5190758868755,2215.9882567338755,2477.2649638170815,2822.3130856628791,3217.858520444744,3535.7430928827375,4078.7345758875235,4426.9741368471477,5117.4759854913164,5643.4917038979456,5870.6732304201278,6020.1130008106784,6449.2677724057203,6513.895951946286,7095.5776654246429,7836.8865260395914,8267.161045202758,7855.0666708730014,7703.5667576535943,7689.4269167233806,7264.2340573182992,6693.6464251745992,6108.9708434170097,5323.4337698204499,4439.0873227115544,3557.9456529369854,2568.0627007938024,1387.9968061579712,658.25372599006528,306.74969472040391,116.55272914527278,0]
[65,1589.6631459994105,1627.9827461528605,1697.5653621317338,1780.2614433587723,1873.0469740525225,2004.1647434430383,2144.3693703781632,2381.4265181011756,2681.0599074576367,3040.2603003718768,3331.8898484042343,3824.3869321213224,4161.5019583864814,4870.1357019217567,5326.4626209294283,5692.9660261822219,5949.4315607332128,6194.8006675622592,6374.5422467693543,6741.1094389078889,7425.8246905288588,7837.8965329814755,7915.6674566946203,8189.3867295502996,7784.3663446478668,7494.5017778786132,6905.7177817890306,6447.2481521866612,5851.4886682693814,5077.0930669519212,4176.642512135435,3075.577321357689,1877.0812334106956,868.85400332791016,367.1598276496963,125.60499860335548,0]
[67.5,1589.6631459994105,1619.9153863085889,1683.4469159116732,1755.0488084043577,1841.7817597850521,1961.8026528406551,2081.8308863299858,2288.6182213657398,2543.8496525794189,2823.3220627711585,3168.4125539995202,3552.8996043759612,3867.7863564026256,4450.1911054308557,4982.1944760163169,5480.9362877473159,5816.1488499970474,5948.4218319289748,6253.3675834185169,6579.5346024408809,6893.5992413593704,7129.914573295202,7814.6664062476566,8130.8039656542314,7850.0166264208747,7483.3922062653464,7516.7209704368297,6960.2514760955237,6331.1210588841968,5485.9845208604738,4666.2155756473931,3700.2471288748839,2500.4685184444229,1251.8883553017529,467.86483635338556,129.62844161748095,0]
[70,1589.6631459994105,1617.8985526110023,1672.3539339575655,1734.8789607183505,1816.5682631097154,1925.4930160885128,2032.4066353346391,2205.9009479859465,2425.8143810245342,2634.6497530007728,2995.8623417753133,3315.743579589458,3658.8681122623229,4003.034170003395,4493.5970664463348,5069.0165216684873,5570.7955277198344,5660.656215797123,6041.317594942293,6365.4540666483035,6407.8656844840434,6600.7410758090446,7436.9341764988412,7528.8405576818523,7405.6256676850016,7805.5763754235368,7856.0766801527207,7481.3722859233121,6734.0404582002575,5873.7023775427833,5035.700908488021,4301.8065051352232,2985.7719879621604,1703.6161607642787,578.66539608153823,139.68758692140284,0]
[72.5,1589.6631459994105,1612.8564793622302,1664.2863568606779,1714.7093472969634,1790.3465975064146,1886.158348608313,1977.9404854231839,2112.0912121959464,2303.7497562979956,2466.1676882311267,2793.0529067993107,3075.577321357689,3512.5314744886432,3642.7203298667955,4011.1088122981701,4517.8238317346377,5066.9973873555145,5421.3674889728254,5746.4795520991356,6048.3858095218293,5894.90645105365,6339.1993969560863,6849.1647754846335,6779.4840346240635,7063.2607272870764,7537.9302609077231,7739.9264675588956,7696.4968339445595,7059.2211203921697,6386.6598403961489,5728.3050910096254,4681.3578579713339,3380.3291223492802,2024.3374831202773,834.58982389522112,160.81409189195779,0]
[75,1589.6631459994105,1604.789194937694,1649.1597552543581,1692.5230463933431,1759.0828058157663,1844.8074026519096,1926.5016079322129,2032.4066353346391,2185.7264689469625,2316.8638335766491,2570.0804651361213,2826.3489962567992,3292.5334558765348,3395.4665381362438,3620.5172458997545,4030.2861527698492,4423.9458455511349,5008.44284323579,5337.5684230423976,5585.9404866793011,5585.9404866793011,6079.6880017174435,6098.8732959224562,6257.4067013214872,6692.6365774629667,7173.3408991414635,7127.8947506044215,7237.975916511632,7180.4103259227631,6939.0438774039894,6127.1464709063393,4918.5932375089596,3520.6050635579218,2240.1979844941325,997.86026239152636,222.19621974660973,0]
[77.5,1589.6631459994105,1594.7051464033593,1634.0332922559537,1669.328587979903,1728.8280519702566,1804.465908589119,1881.1155014307371,1959.7854330702003,2069.7268786622876,2172.6131572212835,2390.5057869570733,2582.1870843805104,3009.9888941267654,3191.621789916775,3315.743579589458,3573.0838414761388,3866.7770619192897,4439.0873227115544,4808.5549460884276,4947.8698966772672,5213.3866883717783,5737.3923143651109,5527.380207054046,5668.7336511625172,6358.3854910705095,6543.1808070779116,6688.597188138915,6569.4363057752662,6806.7503266786071,6809.7799214280849,6060.5027679936966,4986.2326773839659,3647.7665041985438,2365.2856811588849,1126.8832319225462,285.60884857740479,0]
[80,1589.6631459994105,1588.6547478341136,1620.9238040982657,1647.1428854850678,1700.5907587595589,1767.1508283426058,1835.7304889559762,1896.2440833351525,1977.9404854231839,2055.6056257882178,2195.8136853198862,2385.4617444424284,2656.8458128075108,2935.3207322042272,3097.7767993583707,3197.6764009788731,3399.5031937445578,3811.2662725469077,4236.1958869934633,4315.9381542623805,4667.2250596102003,5096.2749134038395,5086.1791957368587,5230.5498431411925,5714.169438867626,5866.6343700189091,5972.6553704229254,6186.7225155643473,6241.2502453541547,6079.6880017174435,5669.7433313919819,4752.0224865850178,3467.1178826308915,2281.5568725603935,1146.0363803775579,383.27094777186403,0]
[82.5,1589.6631459994105,1583.6127666073498,1607.8144218600987,1627.9827461528605,1674.3708343141161,1728.8280519702566,1795.3891958830063,1844.8074026519096,1896.2440833351525,1959.7854330702003,2030.3893442756496,2191.7787932036431,2366.29448025184,2601.3560140502759,2931.2846689707371,2939.3568009817645,3050.3508361821268,3317.7618589035956,3588.2220940880884,3799.154934525543,4129.2022945641284,4241.2428217772567,4357.323963491498,4930.7076961097655,5094.2557682707984,5137.6675643010158,5331.510709934164,5529.3995167609028,5574.8341794251228,5492.0424067217118,5180.0701374761129,4362.3710403371606,3329.8715605198718,2145.3780706808025,1051.2819289698355,374.20835758368617,0]
[85,1589.6631459994105,1576.5540198432063,1596.7219510268928,1610.8396544690274,1648.1513200615109,1692.5230463933431,1751.0148202558562,1795.3891958830063,1822.6194706092954,1875.0641026477128,1908.3470357224051,2021.3115593170608,2135.2910890117496,2298.7059002562532,2574.1159985672007,2777.9184514829271,2822.3130856628791,2884.8703427460955,3075.577321357689,3250.1501742901582,3653.821922601097,3604.3696338593627,3699.2378790461876,4142.3240026618378,4394.6724699988972,4593.5333066348594,4706.5951038343755,4888.3072215775901,4865.0880695828273,4885.2786302752147,4659.1491940191754,4004.0434994010784,3001.916570367232,1930.5359805793269,974.67815528855704,335.94657151454635,0]
[87.5,1589.6631459994105,1569.4953046517671,1583.6127666073498,1590.6715448037448,1621.9322225146773,1659.2441410024423,1706.6415681363681,1743.9553633489629,1759.0828058157663,1795.3891958830063,1805.4744350428705,1884.1412081189699,1930.5359805793269,2043.5017718612796,2194.8049615958985,2408.6644278867211,2680.0509824716059,2731.5066374215357,2670.9706746891684,2764.8019901557441,3136.1217259647797,3157.3125446101944,3179.5126022372633,3498.4027382516956,3561.9824969338665,3780.9879998528395,4108.0057772286045,4286.6655039669922,4249.3179299077219,4294.7406979534107,4082.7719705263321,3553.9088135157299,2676.0152863232888,1746.9808413915596,885.98660269562492,276.5489580510407,0]
[90,1589.6631459994105,1563.4450025815011,1569.4953046517671,1572.5204644301359,1595.7135483968173,1626.9743239841825,1664.2863568606779,1689.497664150761,1706.6415681363681,1733.8704744608951,1708.6585093616097,1780.2614433587723,1787.3210452883925,1844.8074026519096,1932.5531700624222,2027.3634114420508,2263.3992189049704,2457.0881362102509,2493.4065441725379,2520.6456973927384,2634.6497530007728,2663.9082343958853,2869.7353970838631,2991.8261961694775,2992.8352320612635,3119.9764362898773,3294.5517210316275,3528.6786711234299,3609.4157548738763,3675.01596585265,3566.019345501199,3118.9673584520342,2424.8055568903728,1661.2610255114619,838.62083198201321,225.21549466265694,0]
[92.5,1589.6631459994105,1560.4198603120992,1561.4282404181374,1556.3863464020239,1568.4869193528862,1592.6883443279025,1624.9574815204433,1637.0585737058739,1654.2019404514808,1690.5061242974168,1646.1344515254048,1668.3201405373907,1680.421549934586,1702.6076928325283,1740.9298905498288,1763.1168124688832,1877.0812334106956,2076.787541234376,2239.189240599384,2295.67959193665,2301.7322125560986,2320.8989492161431,2500.4685184444229,2673.9974405286143,2584.2048597748039,2606.400492722641,2726.4619222552083,2860.6544679356371,2963.5733296479984,3029.1607496273523,2987.7900560031849,2714.3546439340457,2278.5305868948162,1629.9995923619026,820.48144938076518,209.1131760876558,0]
[95,1589.6631459994105,1557.3947239015893,1551.3444687027222,1543.2774984550331,1548.319349937213,1556.3863464020239,1587.6463503082571,1590.6715448037448,1593.6967450469183,1645.1260181828966,1627.9827461528605,1603.7807872290784,1567.4785347016514,1584.6211615713846,1619.9153863085889,1614.8733067748915,1649.1597552543581,1707.6500384515043,1800.4318084083402,1979.9577237667249,2123.1867738641477,2091.9176131085824,2104.0217493580426,2187.7439085078886,2325.9428536197333,2307.7848490756414,2319.8901696487505,2376.3824947816124,2449.017451437222,2523.6722881833584,2423.7967331755085,2276.5130653482238,2083.8482277874505,1584.6211615713846,817.45825766036501,240.31246534296974,0]
[97.5,1589.6631459994105,1557.3947239015893,1545.2942370762919,1534.2022072902007,1528.152042954941,1524.1186133530769,1541.2607624665918,1543.2774984550331,1534.2022072902007,1575.5456300224012,1585.6295571764856,1599.7471627328159,1511.0100409375907,1481.7682517963594,1484.7932379245299,1477.7349465575696,1510.0016939064622,1543.2774984550331,1534.2022072902007,1613.8648927538252,1739.9214007835678,1842.7903068560186,1935.5789582303112,1941.6305487347479,1933.5617655928907,2006.1820083163216,2002.1474805981763,1953.7337862129405,1994.0784495437802,2039.4671697804051,2012.2338150863627,1917.4243003622842,1732.8619887894267,1362.7904904313311,779.16547685559692,265.47616224135629,0]
[100,1589.6631459994105,1556.3863464020239,1539.2440291144057,1521.0935481479901,1510.0016939064622,1495.8849063069583,1502.9432835487548,1502.9432835487548,1482.7765798208968,1501.9349419116575,1524.1186133530769,1574.5372408463463,1516.0517861677681,1463.6184650240459,1408.1621884105498,1365.8152238951263,1368.8399640508226,1387.9968061579712,1378.9224793778756,1421.2698418401155,1448.493814353101,1467.6517316400773,1601.7639737125119,1708.6585093616097,1730.8450192058197,1717.7347742684135,1750.0063246685534,1737.9044230032487,1695.5484340384025,1662.2694686834784,1596.7219510268928,1540.2523954607502,1357.7492829028563,1086.561883942285,664.29881766947972,248.36457445281798,0]
[102.5,1589.6631459994105,1554.3695933613292,1531.1771221372917,1508.9933475480118,1488.826562337018,1462.6101501037324,1465.63509694606,1453.5353471278422,1430.3444419494335,1434.3776160370014,1440.4273984006345,1487.8182302094006,1479.7515978041567,1469.6683691022997,1438.4108014537403,1364.8069786629198,1326.4942162964878,1295.2398854419098,1249.872041166662,1269.0271559147989,1273.0598486045944,1253.9046726811175,1287.1743732541738,1304.3136466121296,1387.9968061579712,1460.593522346878,1493.8682331993175,1501.9349419116575,1505.9683125132324,1415.2201405678286,1329.5188682821172,1254.912832585775,1069.4257605404598,858.77616093134179,555.49610331653514,207.1004714754566,0]
[105,1589.6631459994105,1549.3277222035513,1520.0851944146068,1491.8515628113962,1462.6101501037324,1430.3444419494335,1425.3029903202066,1409.1704651305902,1376.9059704032798,1375.8977170220621,1361.7822474330501,1366.8234698708777,1355.7328051232605,1359.7657636742626,1389.0050683546133,1348.6751565194156,1351.6998585572758,1345.6504612583315,1283.1416360737333,1275.0761997376587,1220.6358540470935,1171.2383778827652,1149.0605910828374,1123.8590801752944,1102.6902468030191,1108.7384438202087,1167.2060215705862,1222.6521205445858,1263.9863080604141,1256.929154821795,1153.0928843885954,1032.1304462556957,864.82285227978628,675.38162812523888,451.75044323818958,171.8814886853159,0]
[107.5,1589.6631459994105,1542.2691301314956,1507.9850018626923,1474.7099748438977,1439.4190995743888,1402.1125432541658,1384.9720239602775,1358.757522914859,1321.4531449723431,1313.3874708439646,1279.1089115549482,1259.9536442328774,1240.7986678470982,1205.5139617506477,1228.7009399454205,1193.4165842398838,1215.5952023717614,1241.8068171737657,1217.6114605410178,1244.8312700569572,1240.7986678470982,1191.4003665316188,1168.2141093458158,1147.0444497278606,1069.4257605404598,1014.9952098244208,970.64654035114972,984.75726536836657,992.82062768624883,984.75726536836657,983.74934970527374,883.9709854667052,697.5477911939663,551.46675853493446,364.13907033784858,145.72342504642882,0]
[110,1589.6631459994105,1540.2523954607502,1499.9182606667734,1458.5768973715776,1417.236704793469,1373.881212474487,1347.6669240119957,1314.3956774101373,1271.0435006619564,1245.8394226502153,1201.4814890447985,1173.2545612426522,1133.939617491865,1084.545855328405,1069.4257605404598,1050.2739474499635,1024.0667698902078,1033.1384102366906,999.87612340042017,1006.9316688518034,991.8127038077688,968.63073915137215,950.48871799615188,962.58336073208568,948.4729591018255,921.26063666397067,904.1273626634927,877.92416137017199,843.65961930001663,850.71397201382797,809.39646779127065,753.97387774006802,623.99926938862291,467.86483635338556,290.64224575128782,119.57007684445347,0]
[112.5,1589.6631459994105,1539.2440291144057,1493.8682331993175,1447.485509899763,1397.0711922049652,1350.6916237926162,1316.4120928596087,1275.0761997376587,1223.660255039309,1191.4003665316188,1139.9879829053571,1103.6982773426655,1057.3298383323311,1014.9952098244208,980.72560891008311,943.43358060979006,916.22140511708278,892.03348182666912,868.85400332791016,852.72951211551185,823.50465222952312,803.35017798856984,780.17315792272359,749.94329919411564,717.69945985823824,679.41178622263476,647.1712023231205,622.99181331659202,603.8504602244393,590.7540930733503,576.65063763657156,515.20400563086378,468.87200453491903,373.20141655675388,244.33848676014631,103.4784850535453,0]
[115,1589.6631459994105,1541.2607624665918,1488.826562337018,1436.3942073312103,1379.9307349701794,1325.4860004982527,1285.1580030837267,1238.7823716493383,1183.3355298428294,1149.0605910828374,1097.6501079302609,1062.3697892092532,1013.9872636925819,970.64654035114972,933.35490444308982,895.0569367657157,864.82285227978628,837.61307814199472,814.43507710939741,797.30393364695135,764.05041802849428,742.8898388818767,718.70705826340179,683.44196820265972,647.1712023231205,609.89503345385992,565.56959255578886,529.30589383410154,492.03746007824526,453.76471138662032,413.48110068954406,377.22919687654826,319.83762149017559,252.3907273486665,201.06247565441669,107.50116269711758,0]
[117.5,1589.6631459994105,1536.2189340366481,1477.7349465575696,1419.2532718855859,1358.757522914859,1296.2480779996804,1249.872041166662,1200.4733729791378,1149.0605910828374,1115.7947153193904,1062.3697892092532,1025.0747259772024,977.70187742826306,930.33132274107584,893.04129900390069,853.73728395177477,824.51238897835572,797.30393364695135,782.18852395600732,756.99682578176498,721.72986193823385,698.55536095230354,669.33643607066585,632.0589762438625,600.82819623930686,565.56959255578886,522.25490218132211,481.96538591056179,442.68634818412619,400.38975383450293,350.04253730445583,297.68914776956171,255.41038418438637,204.08145125625859,144.71743439597881,88.394889005535376,0]
[120,1589.6631459994105,1534.2022072902007,1469.6683691022997,1404.1290887478256,1339.6010911273706,1272.0516742341567,1219.6277220456941,1171.2383778827652,1122.8510313983415,1082.5298304583089,1031.1224832580795,992.82062768624883,946.45720448724194,901.10387721829318,858.77616093134179,817.45825766036501,788.23465312812414,760.01978588315012,745.91274228889881,713.66908038924851,683.44196820265972,655.23120091604528,629.03657407058643,590.7540930733503,560.5328253292854,528.29860353797324,484.98698627977393,441.67923788731963,404.41781565261778,360.11143289997989,316.81728239424859,264.46956703503446,218.17058371244863,172.88765168108893,123.59332512567987,69.292772726876819,0]
[122.5,1589.6631459994105,1532.1854831921119,1462.6101501037324,1391.0215949408339,1321.4531449723431,1250.8801978283477,1194.4246943704641,1146.0363803775579,1096.6420829267092,1052.2899114552088,1001.8919884694633,959.55968574044186,914.20572024248941,869.86179401276763,829.55109114932395,789.24234583746443,755.98917509219189,726.76789614310997,710.64631070258758,674.37409234918084,646.16370952449347,623.99926938862291,597.80594744145617,559.52547729664832,530.31318604523244,497.07357466978522,454.77184881299468,411.46702004179934,376.22224775081384,336.95340690676727,293.66232595374214,246.35152238988556,202.06879585668304,157.79584087948061,111.52399075900288,63.261558950597731,0]
[125,1589.6631459994105,1532.1854831921119,1457.5685859282098,1382.9555061606618,1308.3464496224353,1229.7090794083842,1172.2464691296789,1123.8590801752944,1074.4657685553254,1025.0747259772024,974.67815528855704,933.35490444308982,885.98660269562492,843.65961930001663,801.33475813991458,761.02744192192483,728.78311960771214,698.55536095230354,677.39670417975822,642.13375404750673,610.90246816001093,596.79853456367937,572.62114186819917,533.33507413241443,502.10974023527302,473.90787777004903,430.60117719617693,387.29883465531185,352.05629353891283,315.81050907438771,275.54232167620648,235.28003346324601,192.00582334211265,145.72342504642882,101.46720444534975,59.241065852707941,0]
[127.5,1589.6631459994105,1526.1353268228436,1448.493814353101,1369.8482122539233,1290.1989344248907,1208.5383251256644,1152.0848097396088,1101.6822171839497,1051.2819289698355,998.86819238794283,952.50448116116092,907.15085820945785,862.80728378953188,817.45825766036501,774.1270910823755,734.82882334190344,702.58565448312538,672.35902531066267,649.18619261853939,611.90990452585947,582.69493397084909,567.58431201598387,545.42279657635379,504.12422061952947,474.91505885047809,451.75044323818958,408.44591755181006,370.18060979006805,332.92608346097444,298.69586175506231,261.44980443871583,220.18339253845178,177.91855373764352,134.65792041235557,95.433604846914434,53.210843750071625,0]
[130,1589.6631459994105,1523.1102576176645,1441.435697931985,1360.7740051805092,1273.0598486045944,1193.4165842398838,1135.9557357237859,1083.5378424249502,1030.1145212448012,976.6939690089232,930.33132274107584,885.98660269562492,843.65961930001663,793.27312951172269,749.94329919411564,709.63872365870475,676.38916540284208,645.15621829516817,623.99926938862291,586.72449969839079,557.51078666996455,540.38621268984684,514.19674253383948,480.95818998708097,450.74331252607004,432.61534908352962,393.34074331293886,355.07694944629657,316.81728239424859,282.58885271036019,245.34500251247366,207.1004714754566,166.85076266433626,125.60499860335548,86.383928307687412,51.200917835379968,0]
[132.5,1589.6631459994105,1523.1102576176645,1434.3776160370014,1349.6833897798092,1260.9618089825374,1176.2788427705009,1119.8268904951999,1066.4017671142508,1012.9793185616809,959.55968574044186,912.19003980772868,863.81506744737169,819.47371756879136,769.08873806861379,728.78311960771214,686.46462027603934,651.20118916201011,620.97690605782327,598.81336201521617,560.5328253292854,529.30589383410154,515.20400563086378,491.03024332244547,458.80042075130535,428.5870147208546,413.48110068954406,378.23614868748763,341.98762877226108,301.71602400391555,264.46956703503446,231.25416527541577,194.01837655620983,156.78976997111801,116.55272914527278,81.356733631351972,48.186177781824156,0]
[135,1589.6631459994105,1519.0768413494509,1431.3527344074739,1337.5846404755096,1244.8312700569572,1164.1817634666452,1105.7143411803265,1050.2739474499635,996.85233341219282,945.44932878769396,896.06475734774426,843.65961930001663,797.30393364695135,749.94329919411564,707.62355386056902,666.3138604664249,630.04403985316117,598.81336201521617,571.61377234442114,535.34967569936532,507.14595626443844,496.0663476570511,473.90787777004903,445.70769278718001,409.45294924287418,396.36173249989935,365.14598667045368,321.85119673416409,283.5955144338393,250.37764281601082,219.17698581717505,184.96205452537305,142.70547410211842,106.49547896400243,75.324511642000047,45.171626266426578,0]
[137.5,1589.6631459994105,1518.0684889529637,1423.2864146530021,1326.4942162964878,1227.6928013087979,1151.0767359718063,1088.5779162930164,1030.1145212448012,978.70978688561252,929.32346435368083,874.90076490654008,823.50465222952312,775.13476562306744,729.79073342857248,687.47217392475886,644.14872863759194,608.88760041014177,578.66539608153823,552.47409198138303,516.21127069520219,489.01581600698364,479.95099617070338,456.78613034538233,430.60117719617693,395.35473353973106,376.22224775081384,347.02192467364125,306.74969472040391,269.50258105221343,238.29947983255269,205.08778640429045,168.86303514077807,132.64610597383572,100.46157902783952,71.303296239406109,43.162036139125405,0]
[140,1589.6631459994105,1515.04343577995,1417.236704793469,1317.4203017417269,1216.6033310391174,1139.9879829053571,1076.4817783804408,1016.0031569562071,964.5991493330996,914.20572024248941,856.76060658544282,804.357889807883,756.99682578176498,711.6538991736503,668.32890935113085,625.00672708558386,587.73189545758112,556.50344408245246,535.34967569936532,501.10250306890003,471.89352202889989,462.82902802857438,441.67923788731963,419.52340124922512,372.19447824394808,355.07694944629657,330.91243995228746,289.63555930121174,257.42350858200774,225.21549466265694,190.99955462404839,157.79584087948061,124.59915780868042,96.439178946735424,69.292772726876819,41.152539512670401,0]
[142.5,1589.6631459994105,1513.0267370160941,1412.1952996129335,1307.3382477041578,1203.4977237104949,1129.907391777464,1063.3777822545951,1002.8999225239919,950.48871799615188,899.08822588305679,841.64410075501223,790.25003983212787,741.88220714112128,692.5099642532108,650.19369011047684,606.87273932099311,570.60640459417959,540.38621268984684,520.24035054929641,483.97978406127578,457.79327444158969,453.76471138662032,429.5940947792626,402.40377970846191,359.10453055246012,327.89199766453015,315.81050907438771,284.6021797270547,248.36457445281798,211.12590005317529,178.92475133337754,148.74143843620294,121.58168435931715,94.428041332223657,64.266722767294254,38.138479987815508,0]
[145,1589.6631459994105,1511.0100409375907,1409.1704651305902,1298.2644654647133,1195.4328053510533,1120.8349365574829,1049.2659668965161,991.8127038077688,938.39422900883744,883.9709854667052,827.53560660155279,774.1270910823755,726.76789614310997,676.38916540284208,632.0589762438625,589.74669214800133,557.51078666996455,526.28402870531886,507.14595626443844,470.88634737729012,444.70057563922984,429.5940947792626,412.47405913757262,384.27791554552124,336.95340690676727,310.77669077501207,301.71602400391555,278.56224176899144,234.2735599181982,201.06247565441669,170.87533157355321,145.72342504642882,121.58168435931715,88.394889005535376,59.241065852707941,35.124658653290489,0]
[147.5,1589.6631459994105,1506.9766568509476,1400.0960006578398,1285.1580030837267,1185.3517338818122,1109.7464798657393,1039.1862147201346,980.72560891008311,925.29204173531855,867.84621381082877,812.4196296344146,759.01213117901898,710.64631070258758,661.2762649289582,617.9545574224918,577.65801598154644,541.39352572941186,511.17496508518565,498.08080372144371,461.8218729131101,427.57993702648378,414.48814469174425,393.34074331293886,366.15290577694071,330.91243995228746,297.68914776956171,285.60884857740479,269.50258105221343,229.24125736189183,195.02466099770112,167.85689589015533,144.71743439597881,115.54696382165466,82.362148335243674,55.220845530457993,33.11558670666593,0]
[150,1589.6631459994105,1505.9683125132324,1396.0629241738613,1277.0925540561173,1176.2788427705009,1101.6822171839497,1030.1145212448012,966.61494214244817,914.20572024248941,855.75283118813752,800.32705011374333,746.92037948002371,695.5326560411628,649.18619261853939,608.88760041014177,566.57695139125042,531.32048016773717,501.10250306890003,484.98698627977393,450.74331252607004,415.49519113823135,382.26398264116619,377.22919687654826,353.06317597546882,324.871583172518,291.64893568472075,271.5158130503724,263.46297565607262,234.2735599181982,194.01837655620983,167.85689589015533,139.68758692140284,106.49547896400243,75.324511642000047,53.210843750071625,31.106636592896205,0]
[152.5,1589.6631459994105,1504.959968849995,1393.0381244474436,1271.0435006619564,1168.2141093458158,1093.6180134733102,1023.0588147943211,957.54390769882389,902.1117045756348,844.66738037710456,788.23465312812414,736.84406898263978,685.45706810466959,640.11878577395669,598.81336201521617,557.51078666996455,523.26218091041574,492.03746007824526,468.87200453491903,438.65792078245397,397.3687340159081,368.16675228114894,370.18060979006805,346.01505962239901,323.86478456311931,280.57554002346535,258.43007668638376,254.40382792207021,235.28003346324601,195.02466099770112,164.83851443258101,134.65792041235557,102.47283981975923,73.313876394686872,51.200917835379968,29.097816174642574,0]
[155,1589.6631459994105,1501.9349419116575,1386.9885446930134,1264.9944760272024,1161.1575132111223,1085.5538691678053,1012.9793185616809,949.48083801458813,892.03348182666912,834.58982389522112,780.17315792272359,724.7526782608445,675.38162812523888,634.07391905157954,592.76890006969472,552.47409198138303,515.20400563086378,483.97978406127578,454.77184881299468,425.56578875210613,389.31279381754297,359.10453055246012,360.11143289997989,341.98762877226108,318.83083861221496,278.56224176899144,249.37110660510621,242.32546769872059,236.28651130948512,201.06247565441669,159.80800188016397,130.63432201828778,101.46720444534975,77.335200513321496,57.230920419256371,29.097816174642574,0]
[157.5,1589.6631459994105,1498.9099210598927,1384.9720239602775,1257.937317151861,1155.1090363270444,1079.50580018799,1007.9396079561258,941.4178367344432,880.94756823543594,827.53560660155279,772.11174593380383,718.70705826340179,669.33643607066585,628.02910989995701,585.71710566715115,545.42279657635379,508.15320548172508,472.90069882800782,440.67212988461301,423.55165000090165,385.28488595522572,354.07006128064398,340.98077844143347,337.96024530447613,310.77669077501207,280.57554002346535,246.35152238988556,235.28003346324601,240.31246534296974,209.1131760876558,159.80800188016397,128.62256901424442,104.48414005107793,91.411415436090294,62.256411089425562,26.08484865749011,0]
[160,1589.6631459994105,1496.8932438795296,1381.9472483621071,1252.8965135862265,1150.0686630859591,1070.4337602486919,1000.884055427933,932.34704278695699,873.8929684029963,819.47371756879136,768.08107141579546,713.66908038924851,667.32138414895519,621.98435887211519,582.69493397084909,539.37890152609612,502.10974023527302,460.81471999188301,429.5940947792626,418.51634508443101,383.27094777186403,349.03566352307149,325.87838489895006,328.89880868463291,308.76318618903616,281.58219456930817,248.36457445281798,226.22192864759808,229.24125736189183,206.09412648536997,161.82018819187493,135.66383892015347,125.60499860335548,97.444763521530547,54.215835334169334,27.089134400918912,0]
[162.5,1589.6631459994105,1496.8932438795296,1377.9142245220639,1248.8638853173522,1144.0202443352066,1064.3857762544767,994.83647850888315,927.30775085588652,866.83842546287576,813.42735274831409,761.02744192192483,707.62355386056902,662.28378097872496,617.9545574224918,575.64326104967381,537.36428484003864,494.05189976489993,453.76471138662032,425.56578875210613,406.43186161691915,380.25006033647946,344.00133830923949,318.83083861221496,317.82405891022592,301.71602400391555,282.58885271036019,252.3907273486665,224.20906517072982,209.1131760876558,208.10682135074404,182.94959793098093,159.80800188016397,132.64610597383572,86.383928307687412,52.205871129025049,28.093457349309364,0]
[165,1589.6631459994105,1493.8682331993175,1373.881212474487,1242.8149673180724,1139.9879829053571,1060.3538059858045,991.8127038077688,923.27633700149374,861.79950130763405,808.38874968158041,758.00447781129969,705.60838979549055,660.26875041270193,617.9545574224918,573.62851316240085,530.31318604523244,487.00139698135308,449.73618406200961,421.53752081806556,396.36173249989935,379.24310317649696,342.99448206442173,315.81050907438771,297.68914776956171,298.69586175506231,286.61552097237734,256.41694440954058,218.17058371244863,197.0372454153181,200.05616048375992,204.08145125625859,190.99955462404839,131.64021015674211,79.345941616877255,50.19598424777044,27.089134400918912,0]
[167.5,1589.6631459994105,1491.8515628113962,1371.8647108836617,1237.7742247795727,1136.9637961806482,1056.3218510332676,986.77309978526648,919.24494073234825,858.77616093134179,804.357889807883,760.01978588315012,704.6008099179503,658.25372599006528,611.90990452585947,569.59903862060082,521.2476253930347,481.96538591056179,448.72905785103239,419.52340124922512,392.33375205940774,379.24310317649696,344.00133830923949,312.79020839351324,289.63555930121174,306.74969472040391,286.61552097237734,258.43007668638376,216.15779343785601,192.00582334211265,205.08778640429045,241.3189644239616,192.00582334211265,121.58168435931715,80.351331340225968,52.205871129025049,38.138479987815508,0]
[170,1589.6631459994105,1491.8515628113962,1369.8482122539233,1237.7742247795727,1134.9476761605938,1053.2978949051587,983.74934970527374,915.2135621254165,853.73728395177477,800.32705011374333,753.97387774006802,704.6008099179503,658.25372599006528,609.89503345385992,565.56959255578886,519.23307765386471,481.96538591056179,448.72905785103239,417.50929134044378,387.29883465531185,368.16675228114894,345.0081974980904,314.80373896081153,291.64893568472075,286.61552097237734,282.58885271036019,250.37764281601082,225.21549466265694,203.07512106555058,237.29299343863059,223.20264019194434,173.89382052669683,124.59915780868042,79.345941616877255,64.266722767294254,30.102209640499385,0]
[172.5,1589.6631459994105,1495.8849063069583,1370.8564611983852,1237.7742247795727,1132.9315597183911,1051.2819289698355,979.71769737990815,912.19003980772868,849.7062037512211,799.31934335512847,753.97387774006802,705.60838979549055,657.24621608837697,608.88760041014177,559.52547729664832,519.23307765386471,481.96538591056179,449.73618406200961,416.5022400230921,388.30581293204847,362.12524602494449,349.03566352307149,317.82405891022592,295.67573001326275,269.50258105221343,270.50919518025506,250.37764281601082,239.30597047327453,249.37110660510621,231.25416527541577,187.9807803590999,165.84463549957897,129.62844161748095,96.439178946735424,91.411415436090294,29.097816174642574,0]
[175,1589.6631459994105,1494.8765694134015,1370.8564611983852,1236.7660787301068,1131.9235028409682,1049.2659668965161,979.71769737990815,910.1743638225912,847.6906708095355,796.29623070059233,754.98152574436392,707.62355386056902,660.26875041270193,605.86531128107947,559.52547729664832,518.22580671051151,481.96538591056179,448.72905785103239,416.5022400230921,386.29185899410305,360.11143289997989,341.98762877226108,324.871583172518,295.67573001326275,263.46297565607262,252.3907273486665,256.41694440954058,260.44322462984479,263.46297565607262,213.13864318787526,167.85689589015533,150.7534814279953,137.67569823504508,145.72342504642882,78.340564620239888,30.102209640499385,0]
[177.5,1589.6631459994105,1496.8932438795296,1369.8482122539233,1237.7742247795727,1129.907391777464,1048.2579873104198,977.70187742826306,908.15869229691498,847.6906708095355,795.2885290281929,754.98152574436392,709.63872365870475,657.24621608837697,599.82077828211254,557.51078666996455,516.21127069520219,480.95818998708097,446.71481220853684,415.49519113823135,386.29185899410305,358.09763102539472,338.96708669873658,331.91926018114111,295.67573001326275,261.44980443871583,239.30597047327453,261.44980443871583,288.62887634657591,256.41694440954058,203.07512106555058,156.78976997111801,134.65792041235557,166.85076266433626,129.62844161748095,76.329849463361882,29.097816174642574,0]
[180,1589.6631459994105,1416.2284223220859,1283.1416360737333,1159.1413507444108,1072.4497625090453,997.86026239152636,927.30775085588652,865.83063828540855,811.41190776924054,767.07340608364041,726.76789614310997,678.4042444537622,625.00672708558386,577.65801598154644,537.36428484003864,501.10250306890003,466.85767033780468,435.63662446655979,403.41079642490519,378.23614868748763,356.08384046433116,340.98077844143347,321.85119673416409,281.58219456930817,254.40382792207021,250.37764281601082,304.73621645504568,279.56888908570443,232.26062580560185,179.93095458195256,145.72342504642882,171.8814886853159,160.81409189195779,103.4784850535453,47.181305740243346,10.023052380778998,0]
[182.5,1589.6631459994105,1414.2118595312106,1282.1334537554555,1159.1413507444108,1074.4657685553254,996.85233341219282,928.31560705822335,864.82285227978628,812.4196296344146,765.05807938825171,726.76789614310997,684.44951741281852,625.00672708558386,576.65063763657156,538.37159224165714,499.08803480791187,466.85767033780468,434.62953033917995,407.43888834111851,378.23614868748763,360.11143289997989,338.96708669873658,318.83083861221496,285.60884857740479,259.43664870738462,272.52243464871941,271.5158130503724,269.50258105221343,228.23481001690109,190.99955462404839,167.85689589015533,184.96205452537305,135.66383892015347,96.439178946735424,48.186177781824156,11.02640849775289,0]
[185,1589.6631459994105,1415.2201405678286,1281.1252722291497,1159.1413507444108,1074.4657685553254,997.86026239152636,926.29989574785589,866.83842546287576,812.4196296344146,766.06574207388098,726.76789614310997,680.41932948416354,627.02164734385292,578.66539608153823,538.37159224165714,502.10974023527302,468.87200453491903,436.64372091979766,408.44591755181006,383.27094777186403,365.14598667045368,336.95340690676727,310.77669077501207,289.63555930121174,276.5489580510407,284.6021797270547,250.37764281601082,259.43664870738462,225.21549466265694,207.1004714754566,229.24125736189183,162.82629074089672,117.55850313942643,87.389402877861457,45.171626266426578,12.029855959070284,0]
[187.5,1589.6631459994105,1413.2035792127422,1281.1252722291497,1160.1494315402317,1075.4737729959711,999.87612340042017,929.32346435368083,867.84621381082877,815.44280271612445,769.08873806861379,724.7526782608445,677.39670417975822,631.05150724510781,580.68016153438612,540.38621268984684,503.11697942016013,468.87200453491903,437.65081969353872,409.45294924287418,390.31977730506173,367.1598276496963,335.94657151454635,307.75643880970762,292.65562908951142,303.72948230075701,274.53568897522905,239.30597047327453,209.1131760876558,238.29947983255269,242.32546769872059,228.23481001690109,166.85076266433626,103.4784850535453,73.313876394686872,45.171626266426578,11.02640849775289,0]
[190,1589.6631459994105,1414.2118595312106,1283.1416360737333,1161.1575132111223,1076.4817783804408,1000.884055427933,928.31560705822335,872.88517306050676,817.45825766036501,770.09640604036883,726.76789614310997,677.39670417975822,632.0589762438625,584.70971336682805,543.40815742206803,503.11697942016013,469.8791748777619,438.65792078245397,414.48814469174425,396.36173249989935,368.16675228114894,333.93290978257897,309.76993684768291,301.71602400391555,312.79020839351324,273.5290599615526,236.28651130948512,202.06879585668304,209.1131760876558,283.5955144338393,228.23481001690109,175.90617563268231,100.46157902783952,66.277097278608665,47.181305740243346,12.029855959070284,0]
[192.5,1589.6631459994105,1414.2118595312106,1285.1580030837267,1164.1817634666452,1078.4977919773303,1002.8999225239919,933.35490444308982,875.9085625698043,820.48144938076518,774.1270910823755,727.7755071785848,678.4042444537622,635.08139285545383,589.74669214800133,546.43011894300389,507.14595626443844,471.89352202889989,440.67212988461301,423.55165000090165,401.3967655095604,369.17367966376946,335.94657151454635,312.79020839351324,326.88518973280463,299.70257913018418,270.50919518025506,229.24125736189183,206.09412648536997,227.22836710560355,241.3189644239616,228.23481001690109,155.78370551195141,123.59332512567987,63.261558950597731,38.138479987815508,11.02640849775289,0]
[195,1589.6631459994105,1416.2284223220859,1290.1989344248907,1167.2060215705862,1081.5218194293543,1007.9396079561258,937.38636192823219,878.93196250462074,826.52786616586718,777.15011862876509,728.78311960771214,677.39670417975822,635.08139285545383,595.7911233847426,552.47409198138303,511.17496508518565,474.91505885047809,446.71481220853684,426.57286170170653,405.42483738535867,371.18754265259679,337.96024530447613,325.87838489895006,329.90562278367804,299.70257913018418,268.49597068019642,230.24770912114909,220.18339253845178,252.3907273486665,211.12590005317529,204.08145125625859,158.80191819600202,104.48414005107793,74.319187225450264,38.138479987815508,13.03338714150617,0]
[197.5,1589.6631459994105,1419.2532718855859,1294.2316936681152,1173.2545612426522,1086.561883942285,1012.9793185616809,939.40209717084554,882.96317857335953,831.56658058905714,780.17315792272359,731.80596523781946,680.41932948416354,640.11878577395669,599.82077828211254,562.54752681690172,520.24035054929641,482.97258393675241,453.76471138662032,436.64372091979766,408.44591755181006,376.22224775081384,348.02879264334069,354.07006128064398,335.94657151454635,298.69586175506231,261.44980443871583,235.28003346324601,259.43664870738462,233.2670906927834,198.04354533856682,150.7534814279953,149.7474565561628,115.54696382165466,70.298027302456234,40.147827669756929,13.03338714150617,0]
[200,1589.6631459994105,1418.2449879814724,1296.2480779996804,1177.2869383402924,1090.5939523736934,1017.011105086951,943.43358060979006,888.00222450550336,836.60532551321876,789.24234583746443,735.83644547306255,684.44951741281852,644.14872863759194,606.87273932099311,570.60640459417959,530.31318604523244,490.02302863061311,462.82902802857438,440.67212988461301,411.46702004179934,379.24310317649696,359.10453055246012,372.19447824394808,337.96024530447613,297.68914776956171,263.46297565607262,249.37110660510621,269.50258105221343,230.24770912114909,181.94337791178063,142.70547410211842,117.55850313942643,119.57007684445347,70.298027302456234,38.138479987815508,12.029855959070284,0]
[202.5,1589.6631459994105,1423.2864146530021,1301.2890525268974,1184.3436314337064,1095.6340588487997,1025.0747259772024,951.49659904538589,894.04911731734217,845.67514265533873,796.29623070059233,739.86694776308775,691.50240325002358,651.20118916201011,610.90246816001093,575.64326104967381,541.39352572941186,501.10250306890003,473.90787777004903,448.72905785103239,414.48814469174425,386.29185899410305,373.20141655675388,384.27791554552124,337.96024530447613,296.68243718512292,264.46956703503446,270.50919518025506,262.45638811906474,227.22836710560355,176.9123618266558,142.70547410211842,112.5297206338733,87.389402877861457,74.319187225450264,36.12923810708449,14.036995597894803,0]
[205,1589.6631459994105,1424.2947021300658,1309.3546523168495,1193.4165842398838,1101.6822171839497,1030.1145212448012,957.54390769882389,904.1273626634927,854.74505697644986,805.36560288841395,748.93565793445475,698.55536095230354,658.25372599006528,614.93222355435944,580.68016153438612,548.44476923822299,517.21853772302381,485.99419058790693,453.76471138662032,419.52340124922512,393.34074331293886,391.32676338790498,377.22919687654826,339.97393108066609,299.70257913018418,275.54232167620648,287.62219689954674,257.42350858200774,221.18980385521934,175.90617563268231,144.71743439597881,113.53545948863409,83.367575300668861,62.256411089425562,42.157275863478645,14.036995597894803,0]
[207.5,1589.6631459994105,1426.3112792229169,1316.4120928596087,1201.4814890447985,1109.7464798657393,1038.1782448589063,966.61494214244817,909.16652750170431,864.82285227978628,814.43507710939741,756.99682578176498,708.6311380440219,666.3138604664249,621.98435887211519,587.73189545758112,553.48142726268577,529.30589383410154,506.1387090456617,467.86483635338556,430.60117719617693,404.41781565261778,403.41079642490519,379.24310317649696,344.00133830923949,303.72948230075701,291.64893568472075,290.64224575128782,261.44980443871583,214.14502188707684,179.93095458195256,147.73542711369169,116.55272914527278,85.378465429273547,60.246164270520133,38.138479987815508,15.040675804218308,0]
[210,1589.6631459994105,1433.3693214517562,1324.477785466137,1213.5789475434437,1119.8268904951999,1047.2500086926027,975.68606162866456,918.23709442176153,873.8929684029963,825.52012695763631,768.08107141579546,720.72225930536899,675.38162812523888,632.0589762438625,596.79853456367937,562.54752681690172,535.34967569936532,517.21853772302381,487.00139698135308,443.69346076982475,420.53045982902728,419.52340124922512,384.27791554552124,349.03566352307149,314.80373896081153,314.80373896081153,292.65562908951142,257.42350858200774,217.16418624552571,184.96205452537305,155.78370551195141,120.57587641098782,89.400386559498514,62.256411089425562,39.143140946941287,15.040675804218308,0]
[212.5,1589.6631459994105,1436.3942073312103,1331.5353067591789,1220.6358540470935,1130.9154468603931,1055.3138646951068,988.78893831612163,931.33918221922693,884.97879350789503,835.59757409714064,780.17315792272359,731.80596523781946,689.48728564561407,644.14872863759194,606.87273932099311,571.61377234442114,547.4374431647625,523.26218091041574,497.07357466978522,465.85050649283932,440.67212988461301,431.60826196609258,393.34074331293886,352.05629353891283,328.89880868463291,329.90562278367804,301.71602400391555,257.42350858200774,218.17058371244863,187.9807803590999,163.83239950048687,127.61670426943685,97.444763521530547,65.271902290436884,39.143140946941287,18.052101952375242,0]
[215,1589.6631459994105,1441.435697931985,1338.5928654221241,1231.7253608106423,1140.9960469290074,1066.4017671142508,1002.8999225239919,943.43358060979006,896.06475734774426,846.682906133291,789.24234583746443,743.89747198798739,704.6008099179503,661.2762649289582,621.98435887211519,583.70232280039875,559.52547729664832,535.34967569936532,505.13146382936355,478.9438044658425,470.88634737729012,442.68634818412619,405.42483738535867,364.13907033784858,350.04253730445583,338.96708669873658,310.77669077501207,263.46297565607262,227.22836710560355,194.01837655620983,165.84463549957897,136.66976487929523,102.47283981975923,69.292772726876819,43.162036139125405,18.052101952375242,0]
[217.5,1589.6631459994105,1445.4689030985978,1347.6669240119957,1240.7986678470982,1152.0848097396088,1075.4737729959711,1012.9793185616809,954.52024858783284,906.14302524057416,857.76838316697331,802.34246743205267,758.00447781129969,716.69186286625541,678.4042444537622,637.09634525057652,598.81336201521617,573.62851316240085,549.45209715999101,519.23307765386471,495.05912268737313,483.97978406127578,465.85050649283932,429.5940947792626,381.25702016037638,370.18060979006805,351.04941397916343,315.81050907438771,273.5290599615526,236.28651130948512,203.07512106555058,168.86303514077807,137.67569823504508,107.50116269711758,74.319187225450264,44.166819783667599,18.052101952375242,0]
[220,1589.6631459994105,1454.543655781004,1358.757522914859,1256.929154821795,1168.2141093458158,1090.5939523736934,1027.0906411206226,971.654442519893,919.24494073234825,871.87737888041204,820.48144938076518,773.11941785205272,733.8212025910484,694.5250906509001,656.23870772958219,618.96200533035903,590.7540930733503,564.56223551278072,532.32777619799867,507.14595626443844,502.10974023527302,475.92224206476931,447.721933898185,408.44591755181006,392.33375205940774,361.11833806008326,322.85798908042426,284.6021797270547,249.37110660510621,214.14502188707684,178.92475133337754,142.70547410211842,109.51255827368547,79.345941616877255,47.181305740243346,20.060004479273225,0]
[222.5,1589.6631459994105,1459.5852095112941,1369.8482122539233,1272.0516742341567,1186.3598371864221,1105.7143411803265,1044.226078658143,987.78101853697399,937.38636192823219,886.99441302859464,835.59757409714064,793.27312951172269,750.95094180631554,710.64631070258758,674.37409234918084,637.09634525057652,610.90246816001093,580.68016153438612,547.4374431647625,524.26946157658676,515.20400563086378,493.044678893796,462.82902802857438,429.5940947792626,421.53752081806556,378.23614868748763,330.91243995228746,292.65562908951142,263.46297565607262,229.24125736189183,190.99955462404839,151.75951300673236,115.54696382165466,81.356733631351972,49.191070759971105,20.060004479273225,0]
[225,1589.6631459994105,1465.63509694606,1375.8977170220621,1288.1825595230227,1199.4652577592099,1122.8510313983415,1061.3617971193553,1004.9157936679831,954.52024858783284,903.11953305778582,851.72174146906048,809.39646779127065,768.08107141579546,726.76789614310997,692.5099642532108,658.25372599006528,631.05150724510781,602.84303721328456,568.59167442682008,543.40815742206803,530.31318604523244,509.16045669356748,478.9438044658425,449.73618406200961,436.64372091979766,398.375738081294,354.07006128064398,309.76993684768291,276.5489580510407,244.33848676014631,206.09412648536997,162.82629074089672,122.58750062023773,86.383928307687412,51.200917835379968,20.060004479273225,0]
[227.5,1589.6631459994105,1466.6434139468058,1385.9802839602717,1299.2726603707636,1216.6033310391174,1138.979919772223,1079.50580018799,1023.0588147943211,972.66234573309464,920.25278814681985,869.86179401276763,826.52786616586718,787.22696170574807,743.89747198798739,709.63872365870475,678.4042444537622,650.19369011047684,621.98435887211519,590.7540930733503,564.56223551278072,550.45942692668427,524.26946157658676,489.01581600698364,470.88634737729012,450.74331252607004,413.48110068954406,371.18754265259679,326.88518973280463,289.63555930121174,252.3907273486665,215.15140531108909,176.9123618266558,131.64021015674211,91.411415436090294,54.215835334169334,21.064032395764698,0]
[230,1589.6631459994105,1473.7016523162054,1395.054656870223,1313.3874708439646,1234.7497890947386,1161.1575132111223,1097.6501079302609,1042.2101301603341,993.82855258696566,942.42570813372254,891.02566578692733,848.69843668265162,808.38874968158041,767.07340608364041,731.80596523781946,698.55536095230354,671.35149405270056,645.15621829516817,613.92478222574721,587.73189545758112,574.63588622392331,544.41547606823053,509.16045669356748,488.0086054558073,464.84334482317331,423.55165000090165,385.28488595522572,344.00133830923949,304.73621645504568,266.48276126055515,226.22192864759808,186.97453299484269,141.69950455700601,99.455963666700598,57.230920419256371,22.068108142325048,0]
[232.5,1589.6631459994105,1480.7599244572896,1405.1373625798565,1328.5106501890004,1252.8965135862265,1183.3355298428294,1116.8027577507125,1062.3697892092532,1018.0190542156654,965.60704521228104,913.19787946951817,871.87737888041204,830.55883525843592,793.27312951172269,754.98152574436392,720.72225930536899,696.54022288955241,668.32890935113085,638.10382383678518,615.93966653181371,602.84303721328456,568.59167442682008,533.33507413241443,514.19674253383948,484.98698627977393,440.67212988461301,397.3687340159081,362.12524602494449,327.89199766453015,287.62219689954674,242.32546769872059,198.04354533856682,150.7534814279953,106.49547896400243,62.256411089425562,21.064032395764698,0]
[235,1589.6631459994105,1487.8182302094006,1419.2532718855859,1346.6586922581143,1273.0598486045944,1208.5383251256644,1142.0041118423874,1087.5698996509766,1043.2181039227637,991.8127038077688,942.42570813372254,899.08822588305679,858.77616093134179,821.48918242921968,783.19620891882039,746.92037948002371,720.72225930536899,697.5477911939663,668.32890935113085,646.16370952449347,631.05150724510781,597.80594744145617,560.5328253292854,539.37890152609612,509.16045669356748,463.83618533351046,416.5022400230921,379.24310317649696,341.98762877226108,305.7429539319009,261.44980443871583,213.13864318787526,163.83239950048687,117.55850313942643,69.292772726876819,23.072229545451361,0]
[237.5,1589.6631459994105,1495.8849063069583,1430.3444419494335,1364.8069786629198,1295.2398854419098,1234.7497890947386,1169.2221979900869,1112.770593487423,1069.4257605404598,1022.0508606905157,975.68606162866456,927.30775085588652,885.98660269562492,852.72951211551185,814.43507710939741,780.17315792272359,754.98152574436392,730.79834863924555,701.57807892996118,675.38162812523888,660.26875041270193,628.02910989995701,589.74669214800133,566.57695139125042,530.31318604523244,487.00139698135308,441.67923788731963,402.40377970846191,365.14598667045368,321.85119673416409,274.53568897522905,225.21549466265694,178.92475133337754,127.61670426943685,75.324511642000047,23.072229545451361,0]
[240,1589.6631459994105,1499.9182606667734,1439.4190995743888,1382.9555061606618,1317.4203017417269,1258.9454802891037,1197.4490298593973,1145.0283119130809,1099.6661607109011,1054.3058793187643,1009.955489184565,962.58336073208568,920.25278814681985,883.9709854667052,848.69843668265162,816.45052956695815,792.26543167088664,768.08107141579546,741.88220714112128,713.66908038924851,692.5099642532108,665.30633830583247,623.99926938862291,599.82077828211254,561.54017517044895,517.21853772302381,473.90787777004903,435.63662446655979,398.375738081294,351.04941397916343,298.69586175506231,248.36457445281798,199.04985036997184,143.71145073160676,83.367575300668861,23.072229545451361,0]
[242.5,1589.6631459994105,1505.9683125132324,1454.543655781004,1401.1042715935748,1342.625772789228,1289.1907465801335,1228.7009399454205,1179.3031320662135,1135.9557357237859,1090.5939523736934,1048.2579873104198,1002.8999225239919,960.56757634820201,923.27633700149374,886.99441302859464,857.76838316697331,831.56658058905714,808.38874968158041,787.22696170574807,756.99682578176498,738.85932012952514,708.6311380440219,671.35149405270056,646.16370952449347,605.86531128107947,557.51078666996455,516.21127069520219,478.9438044658425,440.67212988461301,397.3687340159081,346.01505962239901,293.66232595374214,236.28651130948512,166.85076266433626,93.422488515161888,26.08484865749011,0]
[245,1589.6631459994105,1514.0350860625763,1464.6267806383148,1419.2532718855859,1368.8399640508226,1322.4613577025991,1262.9781408969488,1216.6033310391174,1174.2626542209405,1128.8993375929786,1095.6340588487997,1047.2500086926027,1004.9157936679831,970.64654035114972,934.36276718645331,903.11953305778582,877.92416137017199,853.73728395177477,833.58207490892198,804.357889807883,789.24234583746443,763.0427579963532,724.7526782608445,697.5477911939663,658.25372599006528,613.92478222574721,572.62114186819917,535.34967569936532,506.1387090456617,473.90787777004903,427.57993702648378,370.18060979006805,297.68914776956171,204.08145125625859,114.54120724389411,27.089134400918912,0]
[247.5,1589.6631459994105,1518.0684889529637,1475.7182980603359,1434.3776160370014,1393.0381244474436,1351.6998585572758,1301.2890525268974,1255.92099329955,1217.6114605410178,1179.3031320662135,1148.0525199632134,1101.6822171839497,1058.3378265913834,1029.1065602168239,998.86819238794283,961.57546801245155,944.44145416149502,924.28418881946754,901.10387721829318,882.96317857335953,865.83063828540855,838.62083198201321,811.41190776924054,780.17315792272359,746.92037948002371,714.67667312976948,675.38162812523888,659.26123743228948,665.30633830583247,634.07391905157954,571.61377234442114,504.12422061952947,388.30581293204847,262.45638811906474,129.62844161748095,26.08484865749011,0]
[250,1589.6631459994105,1524.1186133530769,1485.8015680026933,1446.4772061481001,1414.2118595312106,1381.9472483621071,1345.6504612583315,1304.3136466121296,1275.0761997376587,1230.7172196970171,1203.4977237104949,1161.1575132111223,1121.8429835254665,1104.7063088020459,1093.6180134733102,1058.3378265913834,1053.2978949051587,1053.2978949051587,1034.1463752001064,1024.0667698902078,1005.92373075542,997.86026239152636,979.71769737990815,965.60704521228104,943.43358060979006,899.08822588305679,894.04911731734217,900.09605098701365,888.00222450550336,898.08040190768418,842.65185942550795,687.47217392475886,519.23307765386471,325.87838489895006,152.76555124800095,28.093457349309364,0]
[252.5,1589.6631459994105,1533.1938449098943,1498.9099210598927,1464.6267806383148,1441.435697931985,1414.2118595312106,1391.0215949408339,1354.7245673567784,1331.5353067591789,1304.3136466121296,1274.0680237726388,1243.8231182793565,1211.5626960616064,1214.5870745396398,1200.4733729791378,1188.3760463622414,1215.5952023717614,1207.5302031596229,1241.8068171737657,1223.660255039309,1233.7416455101745,1242.8149673180724,1202.4896059554876,1197.4490298593973,1191.4003665316188,1177.2869383402924,1214.5870745396398,1230.7172196970171,1233.7416455101745,1158.1332708244204,937.38636192823219,752.96623108109668,577.65801598154644,381.25702016037638,172.88765168108893,30.102209640499385,0]
[255,1589.6631459994105,1537.2272984019205,1507.9850018626923,1477.7349465575696,1460.593522346878,1439.4190995743888,1420.2615565053034,1401.1042715935748,1383.9637646935635,1381.9472483621071,1370.8564611983852,1363.7987341748062,1353.716330339915,1394.0463902945748,1407.153912411736,1408.1621884105498,1441.435697931985,1409.1704651305902,1413.2035792127422,1370.8564611983852,1348.6751565194156,1325.4860004982527,1319.4367218177815,1330.5270871390355,1368.8399640508226,1423.2864146530021,1411.187020732295,1472.6933304777274,1333.5517482868315,1200.4733729791378,1066.4017671142508,893.04129900390069,684.44951741281852,442.68634818412619,199.04985036997184,29.097816174642574,0]
[257.5,1589.6631459994105,1539.2440291144057,1516.0517861677681,1489.834895146864,1479.7515978041567,1465.63509694606,1452.5270391734393,1440.4273984006345,1438.4108014537403,1448.493814353101,1476.7266219650498,1508.9933475480118,1490.8432286384764,1524.1186133530769,1459.5852095112941,1438.4108014537403,1414.2118595312106,1391.0215949408339,1408.1621884105498,1422.2781278895166,1438.4108014537403,1510.0016939064622,1559.4114808570475,1626.9743239841825,1667.311693703846,1694.5399708903694,1689.497664150761,1553.3612178210465,1458.5768973715776,1405.1373625798565,1297.2562713408183,1110.7545168260053,837.61307814199472,538.37159224165714,253.39727563823948,30.102209640499385,0]
[260,1589.6631459994105,1544.2858674367747,1528.152042954941,1506.9766568509476,1504.959968849995,1495.8849063069583,1491.8515628113962,1484.7932379245299,1499.9182606667734,1517.0601372255874,1555.3779695551311,1551.3444687027222,1512.0183886409504,1503.9516258616848,1484.7932379245299,1485.8015680026933,1533.1938449098943,1526.1353268228436,1584.6211615713846,1623.9490612261534,1694.5399708903694,1817.5767962963719,1891.2012092550665,1888.1754912527256,1915.4071267251618,1908.3470357224051,1770.1763462862782,1772.1933611192419,1783.2869836248437,1723.7856441719903,1577.5624103083503,1368.8399640508226,1104.7063088020459,674.37409234918084,297.68914776956171,32.111095952304076,0]
[262.5,1589.6631459994105,1552.3528429347011,1544.2858674367747,1528.152042954941,1534.2022072902007,1534.2022072902007,1539.2440291144057,1534.2022072902007,1560.4198603120992,1566.4701506984791,1603.7807872290784,1592.6883443279025,1587.6463503082571,1609.8312429682078,1631.0080164014964,1635.0417187847181,1677.3961893988017,1710.6754529653192,1819.5938643465445,1949.6993653745722,2072.7528739657969,2070.7355432727031,2041.4844698251366,2125.2041549453133,2164.5434661989088,2079.813546825415,2114.108582722447,2133.2736983830673,2206.9096767905257,2100.9957087583844,1955.750999754207,1842.7903068560186,1449.5021195076226,769.08873806861379,308.76318618903616,31.106636592896205,0]
[265,1589.6631459994105,1557.3947239015893,1556.3863464020239,1548.319349937213,1564.4533846379861,1569.4953046517671,1585.6295571764856,1585.6295571764856,1617.8985526110023,1632.0164410639579,1689.497664150761,1703.6161607642787,1713.7008728243975,1727.8195692338438,1757.065805953526,1786.3125290189562,1931.544575057809,2056.6142835017777,2189.7613499273516,2256.3379483855174,2172.6131572212835,2274.4955455878367,2489.3711392704777,2436.9114741241037,2445.9909514927595,2492.3976923349378,2541.8319089240376,2620.5250848336741,2681.0599074576367,2613.4627792455449,2428.8408559410454,2195.8136853198862,1754.0403104980044,832.57432713971048,282.58885271036019,29.097816174642574,0]
[267.5,1589.6631459994105,1566.4701506984791,1569.4953046517671,1567.4785347016514,1591.6799442467097,1603.7807872290784,1629.9995923619026,1643.1091533508616,1702.6076928325283,1717.7347742684135,1785.3040133183388,1797.4062391975117,1802.448857371257,1866.9956012970247,1968.8629383413631,2072.7528739657969,2271.4692692998578,2371.3384821575992,2376.3824947816124,2423.7967331755085,2505.512797983738,2812.223334420547,2768.8378178029607,2684.0866846909244,2831.3938925945367,3024.1155127116162,3174.4671209583034,3251.1592936539787,3224.9222921734067,3262.2596272865171,2971.6455498804635,2517.6191102325738,1881.1155014307371,859.78393987716277,247.35804637556123,29.097816174642574,0]
[270,1589.6631459994105,1574.5372408463463,1583.6127666073498,1591.6799442467097,1622.9406415574351,1642.1007218620907,1674.3708343141161,1709.6669808663319,1790.3465975064146,1811.5256055730838,1868.0041620639367,1898.2612367205277,1976.9318670220041,2065.6922251337533,2261.3817107935979,2422.7879098801127,2590.2581953963549,2579.1604242428725,2635.6586607693816,2833.4118536448932,2949.4469971310127,2991.8261961694775,3154.285276082383,3243.0863475128813,3468.1270671336761,3796.1271060421468,3905.1304366778786,3969.7264428924846,3965.6891615615091,4030.2861527698492,3641.7110958381404,2785.9901507626992,1914.3985407022963,985.76518206204776,303.72948230075701,30.102209640499385,0]
[272.5,1589.6631459994105,1584.6211615713846,1601.7639737125119,1615.8817214250384,1654.2019404514808,1683.4469159116732,1727.8195692338438,1793.3721548322997,1874.0555380789974,1893.2183572771005,1979.9577237667249,2066.7008877784397,2185.7264689469625,2335.0219090664305,2612.4538800023865,2757.7393059397168,2813.2323079195362,2848.5466072171685,2923.2125591664008,3377.3016473084622,3321.7984212107694,3443.9067202330839,3783.0065438512029,4033.3141622413659,4269.5057672395596,4646.0259422701529,4902.4406724218543,4785.3361765671734,4667.2250596102003,4801.4883521786051,4176.642512135435,3127.0399902778909,2018.2856400391497,1093.6180134733102,374.20835758368617,31.106636592896205,0]
[275,1589.6631459994105,1595.7135483968173,1616.8901367038713,1644.1175854579226,1687.4807456618453,1727.8195692338438,1785.3040133183388,1874.0555380789974,1952.7251802224259,2004.1647434430383,2124.1954641654788,2248.2679519709782,2421.7790870043609,2678.0331336380009,2957.5191788850611,2890.9243432449957,2985.7719879621604,3254.1866536225034,3576.1114868813684,3789.0621822999292,3827.4147830302963,4121.1274179696748,4692.4622294491346,4860.0404424756944,5057.9112928987379,5512.2354077622404,5662.6755735596334,5600.0758187205283,5528.3898618153735,5300.2126352523246,4653.0923040017069,3473.1729940463779,2293.6620552707468,1233.7416455101745,457.79327444158969,34.120107905260866,0]
[277.5,1589.6631459994105,1607.8144218600987,1638.0670020974976,1673.3623838322726,1728.8280519702566,1781.2699562104763,1856.910023612141,1951.7165747523459,2041.4844698251366,2136.299785040238,2285.5919263515075,2487.3534392694373,2738.5692542873303,2950.4560186445374,3086.6770404205035,3128.0490707210665,3433.8149591788101,3897.0560105955328,4112.0432006955207,4314.928749218534,4688.4242731438535,4945.8508111669171,5463.7723299330928,5702.0531934041192,5801.0032791867443,6081.7075035257594,6504.8075753450275,6466.4345697577592,6275.5827640928637,5833.3138778742405,4967.0512500308823,3711.3488951241502,2534.7698187394208,1396.0629241738613,524.26946157658676,34.120107905260866,0]
[280,1589.6631459994105,1620.9238040982657,1656.2188188320179,1700.5907587595589,1769.1678397306264,1835.7304889559762,1931.544575057809,2043.5017718612796,2147.3954727072332,2280.5481102260383,2473.2295851189601,2776.9094907189938,3030.1697980183194,3077.5954491240141,3356.1093980718083,3599.3235199023597,3974.7730503239914,4656.120748026543,4650.0638619459478,5123.5334507916859,5671.7626923897687,5559.6892506185159,6002.9474316269279,6450.2775827522091,6531.062920074758,6806.7503266786071,7135.9740447966178,7220.8071835702322,6938.0339933655705,6253.3675834185169,5201.271554273585,4028.2674810513518,2753.7034944976781,1541.2607624665918,522.25490218132211,37.13384546983891,0]
[282.5,1589.6631459994105,1631.0080164014964,1675.3792854027276,1725.8026055254718,1810.5170757472663,1888.1754912527256,2007.1906415129854,2134.2823934592843,2270.4605114320148,2460.1146498324629,2679.0420578650142,3054.3870598493263,3218.8676297440725,3382.3474405481666,3704.2841309389364,4159.4832220400731,4836.8214253222604,5128.5813440075945,5586.9501520696922,5888.8481365492253,6178.644374103731,6169.5564775730045,6496.7290290150322,7070.3300449060498,7141.0236083078753,7366.2377315799022,7565.199436232635,7764.1663690101259,7401.5858697160083,6564.3871632561795,5494.0617034925754,4190.7737451079965,2916.1494813521317,1563.4450025815011,394.34773714190084,32.111095952304076,0]
[285,1589.6631459994105,1641.0922909919893,1692.5230463933431,1751.0148202558562,1849.850151775712,1940.6219490072456,2079.813546825415,2228.0930877648238,2404.6291624916507,2649.783409973666,2873.7713748141391,3274.3691251883242,3474.1821803080875,3726.4877207279237,4155.4457522840712,4914.5550912623967,5313.3376118963934,5905.0036557135245,6302.846956811105,6208.9374588727433,6641.1345465262511,6882.4905979939012,6858.2536201368739,7283.4227586611596,7813.6564023009187,7785.3763448054715,8014.6497353711775,7806.5863783264222,7425.8246905288588,6783.5234783966825,5447.6180658986523,4120.1180595060941,2737.5603079056582,1421.2698418401155,289.63555930121174,33.11558670666593,0]
[287.5,1589.6631459994105,1645.1260181828966,1704.6246292924041,1776.2273976626655,1881.1155014307371,1990.0439462403338,2143.3606705495354,2336.0306951843845,2547.8851446854642,2844.5106650587786,3030.1697980183194,3518.5866645549195,3765.8489542199927,4165.5394340137464,4666.2155756473931,5718.2081930616032,5863.6052265408061,6292.749093891548,6630.0263175482132,6694.656273038433,7048.1122133426279,7362.1979551388449,7162.2318139784575,7579.3390473042664,8146.964686120119,8346.956232572009,8187.3666272570172,7674.27711598114,6992.5679410248831,6263.4653830590796,5332.5203283082483,3932.3817476389963,2460.1146498324629,984.75726536836657,213.13864318787526,32.111095952304076,0]
[290,1589.6631459994105,1658.2356996661829,1720.7602065632027,1806.4829620594148,1920.4500647922634,2040.4758195537197,2207.9184060557081,2453.0527905079239,2704.265286534715,2987.7900560031849,3257.2140164045495,3695.2008824828772,4137.2771869337084,4644.0069837467909,5312.3279971574621,6156.4295395322897,6297.7980233294875,6394.7382489101119,6965.3009138775833,7182.4301634234134,7184.4500014915257,7648.0175321715196,7972.22860837186,7901.5272317490926,8280.2918461286936,8578.2655500236306,8000.5093347227503,7132.9443084031054,6384.6402398621567,5534.4477942505519,4681.3578579713339,3582.1667853718809,2003.1561117669282,705.60838979549055,180.93716345181977,30.102209640499385,0]
[292.5,1589.6631459994105,1668.3201405373907,1742.9468718328628,1837.7475770214191,1965.8370985958388,2096.9609947328336,2286.6006909117309,2568.0627007938024,2872.7623798503964,3157.3125446101944,3547.8535629744752,3930.3631255262335,4585.4575695552412,5234.5882406820037,5931.2564684784265,6270.533852485627,6562.3675073347131,6680.5184168033893,7084.4687013207276,7409.665467855496,7519.7508654191743,8074.2416971419752,8529.7809791119143,8442.9134791324304,8131.8140097439127,7817.6964188703159,7403.6057684252391,6702.7350614255038,5799.9935758694783,4935.7553959735378,4102.9590034699058,2763.7930341631795,1437.402504039183,586.72449969839079,178.92475133337754,31.106636592896205,0]
[295,1589.6631459994105,1683.4469159116732,1768.1593337492909,1871.029847627455,2009.2079094250844,2157.4825112047693,2384.4529372173706,2698.2116901364352,3044.2965106873748,3377.3016473084622,3864.7584737422349,4251.3367093368051,5068.0069544115431,5833.3138778742405,6186.7225155643473,6300.8273829334303,6821.8983138848944,6861.2832376957213,6981.4591393414739,7694.4768569333555,8223.7285446008664,8313.6239725967844,8543.9222839239119,8512.6094261880662,8007.5795319288045,7133.9542203914625,6608.8197502453277,6223.0742823384471,5484.9748738664448,4540.0318139469446,3312.7161629196457,2059.6402596066764,1009.955489184565,477.93661487693021,173.89382052669683,31.106636592896205,0]
[297.5,1589.6631459994105,1693.5315083418986,1785.3040133183388,1902.2955499130685,2047.5363818999649,2228.0930877648238,2486.34458988199,2827.3579748051861,3191.621789916775,3612.4434308660921,4178.6612567823959,4543.0601835779689,5491.032758614404,6129.1659883996044,6343.2385698494609,6267.5045074704749,6845.125292839105,6904.7079026079364,7330.8897628981913,7953.0381725476445,8538.8718152334204,8368.16774000642,8214.6380501792737,8113.633235320458,7617.7181243352443,6909.7572999885679,6338.1896041343989,5571.8051903720252,4840.85950727825,3774.9323743193645,2623.5517930521637,1545.2942370762919,760.01978588315012,385.28488595522572,163.83239950048687,30.102209640499385,0]
[300,1589.6631459994105,1700.5907587595589,1802.448857371257,1924.4844247725937,2083.8482277874505,2296.6883609339457,2567.0538192164927,2932.2936842589393,3346.0178977514202,3866.7770619192897,4407.7949936482182,4945.8508111669171,5589.9791493344219,6398.7774569910935,6386.6598403961489,6449.2677724057203,6481.5817817047846,7300.591639517962,7754.0664008708081,8086.3621500228173,8285.3421597179113,8317.6642394332212,7873.2468577415348,7379.3670202925186,7230.9064333089837,6928.9450436305042,6051.4150468682465,5122.5238727445576,4026.2488103434507,2911.1044362313983,2095.9523174376363,1203.4977237104949,600.82819623930686,375.21530131745635,166.85076266433626,29.097816174642574,0]
[302.5,1589.6631459994105,1708.6585093616097,1819.5938643465445,1954.7423927236248,2126.2128462034316,2369.3208801078295,2655.8368969675639,3055.3961165989585,3528.6786711234299,4092.8654745646063,4703.5666271784612,5373.9148456518342,5683.8788734508298,6493.6995767278859,6428.0617916554302,6435.130444151564,6545.2004570925847,7485.4121271520416,8164.1354867038681,8071.2115867607254,7877.2869049665996,7792.4463495729242,7691.4468924099019,7355.1283516963076,6854.2141321382824,6426.0421780824454,5658.6368587542893,4520.8521865355769,3342.9904535801652,2450.0262855825858,1622.9406415574351,879.93976479348203,574.63588622392331,379.24310317649696,153.77159610801158,28.093457349309364,0]
[305,1589.6631459994105,1716.7262980193179,1834.7219457534077,1976.9318670220041,2168.5783079602379,2436.9114741241037,2745.6318893490893,3181.5307969891501,3684.0991646666803,4329.0604412740659,4938.784018367508,5571.8051903720252,5761.6249802131979,6237.2111378864829,6403.826470674122,6489.6603092080804,7002.6668669461233,7488.4420095030318,8114.6432772771232,7882.3369669086733,7626.8079340663853,7288.472425308667,7415.7251722365127,7362.1979551388449,6785.543201184204,5844.4206875159471,4825.7167173173448,3798.1456580964609,2904.0413877397095,2043.5017718612796,1208.5383251256644,748.93565793445475,565.56959255578886,361.11833806008326,140.69354214646376,27.089134400918912,0]
[307.5,1589.6631459994105,1725.8026055254718,1851.8672552725677,2000.1302197837717,2213.9707913078155,2503.495084949423,2856.6185086636519,3287.4877983976407,3839.526210576616,4499.6537455627913,5080.1217747433775,5565.7472172017006,5962.5580507568438,5976.6943030659331,6254.3773626499797,6756.2572796365721,7297.5618340801275,7674.27711598114,7481.3722859233121,7651.0474795585133,7249.0851183357236,7359.168124261224,7262.2141969623717,6961.2613633592591,6430.0814058623127,5351.7031136576916,4258.4024448772943,3239.0498819676009,2436.9114741241037,1691.5145850450635,970.64654035114972,745.91274228889881,553.48142726268577,324.871583172518,139.68758692140284,26.08484865749011,0]
[310,1589.6631459994105,1733.8704744608951,1870.0212852294442,2020.3029190546104,2254.3204465746358,2564.0271768618181,2957.5191788850611,3364.1826201585659,3988.9035851601197,4624.8269215617674,5297.1837990963731,5579.8824981667594,6153.4002501069972,5761.6249802131979,6173.5955410479055,6990.5481575884533,7597.5185859676876,7595.4986350793661,7244.0354790329729,6843.1055524092917,7247.0652621928057,7483.3922062653464,7216.7674876247111,6600.7410758090446,5706.091939036879,4679.3388841642691,3732.5432681866682,2912.113444557267,2031.3979895549858,1226.6846634991973,875.9085625698043,728.78311960771214,514.19674253383948,318.83083861221496,139.68758692140284,27.089134400918912,0]
[312.5,1589.6631459994105,1739.9214007835678,1881.1155014307371,2044.5104236255195,2299.7146705808782,2633.6408456181302,3062.4595231617827,3481.2464923353054,4121.1274179696748,4800.4788396107178,5344.6357636820503,5597.0468159937163,5830.2847516368629,5978.7137704100551,6225.093831168494,6962.271250769355,7640.9476595995202,7337.9593430391515,6948.1328403545604,6785.543201184204,6898.6486306208153,7381.3869129359919,7032.9637319243175,6225.093831168494,5066.9973873555145,4127.1835739353946,3259.2322598210385,2525.6900173918793,1668.3201405373907,1038.1782448589063,851.72174146906048,689.48728564561407,488.0086054558073,314.80373896081153,141.69950455700601,27.089134400918912,0]
[315,1589.6631459994105,1751.0148202558562,1897.2526597600297,2071.7442083739506,2341.0746322983518,2703.256352860732,3141.1671460371817,3600.3327421286867,4259.4118366253397,4839.8499864736677,5246.7034519695544,5699.0241360548562,5647.5304078939862,6052.4247929870489,6384.6402398621567,6961.2613633592591,7173.3408991414635,7019.8350743925312,6743.1291490419999,6897.6387524730517,7352.0985237272052,6892.5893639503784,6501.7781192960301,5780.8092462404029,4636.9406358227207,3730.5247512758001,2919.1765126108508,2110.0738435944186,1294.2316936681152,968.63073915137215,828.54334826320076,643.1412405542178,479.95099617070338,313.79697206375391,141.69950455700601,25.080601549217004,0]
[317.5,1589.6631459994105,1754.0403104980044,1907.3384534212546,2091.9176131085824,2381.4265181011756,2758.7482597224889,3194.6490940148933,3712.3581482479185,4306.8535173646696,4803.5073779504637,5274.9723868808042,5520.3126288854728,5687.9176062076813,5882.7898282712295,6743.1291490419999,6896.6288744730273,6771.4051542935886,6434.1206361770046,6639.1148671487244,7082.4488915343481,7207.678180008752,6973.3800219341192,6013.0448193347393,4868.1166483587167,4174.6237684632388,3501.4303197972408,2669.9617535039465,1726.8110870854687,1123.8590801752944,932.34704278695699,777.15011862876509,618.96200533035903,465.85050649283932,309.76993684768291,130.63432201828778,24.076394620737908,0]
[320,1589.6631459994105,1759.0828058157663,1918.4328879759823,2116.1259551720873,2407.6556109043636,2816.259230585048,3271.3417465120747,3838.5169234883592,4321.9945894762359,4804.5168911543342,5185.1180860068444,5316.3664572629268,5741.4310849175608,6115.0293799188594,6396.7578526321122,6938.0339933655705,6394.7382489101119,6208.9374588727433,6411.9049008375314,7114.7659170588122,7188.489679329452,6430.0814058623127,5608.1531673246654,4633.9122042903655,3811.2662725469077,3025.1245594225188,2308.7936233718156,1423.2864146530021,1080.5138093389564,895.0569367657157,729.79073342857248,606.87273932099311,459.80756926967933,303.72948230075701,123.59332512567987,20.060004479273225,0]
[322.5,1589.6631459994105,1764.1253155737052,1930.5359805793269,2137.3084815445268,2441.9556240536649,2865.6994250240832,3336.9355734569467,3905.1304366778786,4421.9269858375264,4689.4337618945774,5038.7295915183267,5222.4730574064979,5606.133829083421,6141.283107311313,6612.8590911638121,6275.5827640928637,6325.0623120872579,6193.7908979867489,6418.9735355718449,6906.7276611176667,6705.7646095791979,6151.3807246511005,5078.1026360152446,4253.3554897235626,3596.2958549198647,2837.447780051873,1885.1497780941129,1247.85573028107,1024.0667698902078,846.682906133291,714.67667312976948,597.80594744145617,455.77898846755306,292.65562908951142,112.5297206338733,17.048232921663399,0]
[325,1589.6631459994105,1771.1848534159269,1945.6649528760877,2165.5521759353792,2486.34458988199,2919.1765126108508,3411.6131892775247,3984.8662843821467,4477.4459620360176,4685.3958081947003,4864.0785437426839,5089.207908936738,5545.5540209146593,6108.9708434170097,6265.4849449396188,6326.0721028175913,5777.7801473707541,6067.5710049485124,6742.1192938993854,6689.6070352415099,6355.3561039397973,5535.4574503006461,4553.1547635720135,4065.6130709049071,3361.1551596054342,2482.3091964232399,1604.789194937694,1169.2221979900869,983.74934970527374,799.31934335512847,695.5326560411628,585.71710566715115,452.75757619336599,279.56888908570443,105.48980471856567,16.044422974417238,0]
[327.5,1589.6631459994105,1772.1933611192419,1954.7423927236248,2183.7090312462828,2517.6191102325738,2953.4830852530245,3452.9893304434045,4029.2768167843092,4444.1344932393431,4753.0319889224147,4685.3958081947003,4984.2135762915832,5421.3674889728254,5853.5080929087726,6172.5857749316265,5791.9159556555478,5843.4109766765878,6033.23964553936,6351.3169233429635,6707.7843091079922,6002.9474316269279,4957.9653365689674,4232.158343490989,3761.8118856428364,3009.9888941267654,2159.4999245649819,1405.1373625798565,1120.8349365574829,930.33132274107584,779.16547685559692,678.4042444537622,568.59167442682008,432.61534908352962,258.43007668638376,94.428041332223657,14.036995597894803,0]
[330,1589.6631459994105,1779.2529310778141,1959.7854330702003,2197.8311341564358,2555.9561480433085,2994.8533048643008,3503.4487089473237,4061.575693261439,4422.9364155792609,4664.1966083763409,4726.7849978968807,4862.0594926903868,5296.1741874287973,5616.2305275509143,5659.646537185743,5602.0951547810828,5662.6755735596334,5916.110600760162,6528.0334518319305,6201.8690591935265,5486.9941680401444,4573.3439905845053,4144.3427306734584,3490.3292002664198,2731.5066374215357,1879.0983663391421,1309.3546523168495,1086.561883942285,883.9709854667052,765.05807938825171,658.25372599006528,547.4374431647625,414.48814469174425,239.30597047327453,86.383928307687412,12.029855959070284,0]
[332.5,1589.6631459994105,1783.2869836248437,1969.8715526225826,2224.0581367704171,2586.2226367430271,3031.1788467449569,3525.651066121522,4056.5289768456578,4401.7384394149003,4576.3723823254804,4661.1681591068682,4922.6313870675067,5201.271554273585,5335.5491845761308,5274.9723868808042,5269.9243516662336,5374.9244720154256,6019.1032600920316,6268.5142889796971,5929.2370172147894,5059.9304235921099,4323.0039961698285,3868.7956511490688,3232.9951930738225,2538.8052964415742,1654.2019404514808,1260.9618089825374,1063.3777822545951,872.88517306050676,751.95858576924502,644.14872863759194,528.29860353797324,389.31279381754297,221.18980385521934,79.345941616877255,11.02640849775289,0]
[335,1589.6631459994105,1784.2954981868616,1970.8801674197155,2232.1280460590165,2601.3560140502759,3047.3236719326865,3550.8811869556557,4031.2954890079154,4370.446375420941,4479.4648469086633,4575.3629181893048,4883.2595704489404,5190.1660394470728,5255.7898787792656,5033.6817874787266,4951.9080701669664,5170.9838425079861,5741.4310849175608,5941.3537350953011,5559.6892506185159,4729.8134894459508,4102.9590034699058,3676.025209058791,3078.6045135029945,2273.4867863779655,1533.1938449098943,1251.8883553017529,1040.1941855580774,872.88517306050676,742.8898388818767,636.08886825596176,513.18948140797454,367.1598276496963,201.06247565441669,72.308579335641099,10.023052380778998,0]
[337.5,1589.6631459994105,1785.3040133183388,1975.9232491349032,2243.2242189002272,2624.5606965670422,3071.5410697946968,3578.1299185742901,3996.9781989585704,4288.6843010400189,4387.6065119325367,4485.5215069789847,4831.7738276136788,5112.4281032123354,5136.6579834751319,4993.2995376373519,4996.3281950911251,5018.5384057216352,5394.1074088806754,5493.0520550144511,5062.9591211412826,4334.1074853274758,3865.767767699137,3488.3108186834729,2875.7893658032303,2051.5709998808056,1462.6101501037324,1236.7660787301068,1028.0986001751089,872.88517306050676,737.85169386875282,623.99926938862291,490.02302863061311,339.97393108066609,184.96205452537305,64.266722767294254,10.023052380778998,0]
[340,1589.6631459994105,1788.3295621263294,1978.9491043381777,2255.3291972547081,2643.7299367952533,3087.6861077692765,3589.2313132004015,3987.8942595827593,4223.0738846853665,4279.5997216940077,4427.9835677390938,4769.1840554204136,4987.2422282364787,4956.9557916549938,4866.0975956322491,4869.1261750356934,5068.0069544115431,5398.1459305972357,5184.1084959077807,4652.0828230976022,3950.5493931740411,3613.4526567602729,3243.0863475128813,2654.8279815105079,1912.3813702493455,1447.485509899763,1215.5952023717614,1029.1065602168239,872.88517306050676,736.84406898263978,609.89503345385992,465.85050649283932,314.80373896081153,172.88765168108893,59.241065852707941,7.0136346326260179,0]
[342.5,1589.6631459994105,1789.3380795324433,1988.0266976517553,2271.4692692998578,2669.9617535039465,3119.9764362898773,3610.4249799228146,3965.6891615615091,4183.7081226613209,4191.7831207152003,4350.258065720579,4694.4812089036886,4872.1547563210106,4773.2220805909974,4692.4622294491346,4706.5951038343755,4953.9271581456387,5269.9243516662336,5069.0165216684873,4480.4742896858934,3802.1827654196286,3457.0260537570985,3027.1426538529072,2425.8143810245342,1785.3040133183388,1426.3112792229169,1210.5545715773555,1031.1224832580795,872.88517306050676,735.83644547306255,586.72449969839079,432.61534908352962,292.65562908951142,156.78976997111801,54.215835334169334,8.016652840637061,0]
[345,1589.6631459994105,1790.3465975064146,1995.0870766444493,2285.5919263515075,2691.1491781557102,3150.2489225607173,3626.5726189810316,3944.4935020361077,4128.1929341264913,4139.295912487366,4295.7500982688243,4622.8079722643915,4767.165044115769,4654.1017851245915,4572.3345271159669,4544.0696405698545,4787.3551955438288,5044.7869630338382,4819.659614616141,4218.0269715596451,3645.7480336284634,3370.2375494275398,2924.2215716754254,2334.0131233838633,1737.9044230032487,1416.2284223220859,1201.4814890447985,1041.2021573717921,878.93196250462074,726.76789614310997,569.59903862060082,408.44591755181006,271.5158130503724,143.71145073160676,50.19598424777044,8.016652840637061,0]
[347.5,1589.6631459994105,1793.3721548322997,1998.1129610018729,2291.6445203777212,2700.2295540964728,3169.4216476905917,3636.6649298875795,3927.3351942992181,4098.9215889276575,4083.7813198093995,4270.5151616131225,4574.3534542756279,4671.2629976422304,4538.0129019806491,4473.4081950193413,4453.219414615317,4704.5761191807151,4897.3930067271458,4618.7700763126541,3992.9408900203002,3456.0168724869995,3186.5762894625313,2762.784078538577,2214.9795237913791,1676.3877370977445,1382.9555061606618,1196.4409171809359,1046.2420310439961,876.91636139145783,716.69186286625541,548.44476923822299,389.31279381754297,253.39727563823948,129.62844161748095,46.176455080303917,5.0080536687636448,0]
[350,1589.6631459994105,1794.3806750745186,2006.1820083163216,2295.67959193665,2718.3903973918368,3174.4671209583034,3636.6649298875795,3911.1862671867352,4067.6317612288967,4056.5289768456578,4249.3179299077219,4527.918355616499,4591.5143710342827,4438.0778892937269,4364.3898727091646,4334.1074853274758,4586.4670359136835,4725.7755011445743,4423.9458455511349,3778.9694569310227,3304.6430653195212,3061.4504640840692,2640.7032053967155,2105.0304305244067,1612.8564793622302,1345.6504612583315,1181.3193292356812,1042.2101301603341,871.87737888041204,706.6159711103785,528.29860353797324,375.21530131745635,237.29299343863059,118.56428573008029,42.157275863478645,6.010760193776199,0]
[352.5,1589.6631459994105,1798.4147617028943,2008.1992752159911,2308.7936233718156,2728.4798072037265,3203.7310234935962,3653.821922601097,3916.2327997668276,4060.5663494768728,4047.4449031087647,4235.1865007572915,4502.6820881758395,4531.9561714670817,4377.5123058478102,4321.9945894762359,4286.6655039669922,4540.0318139469446,4612.7132389982626,4272.5339510752292,3630.6095399811061,3192.6308909642153,2932.2936842589393,2534.7698187394208,2023.3288413501423,1569.4953046517671,1314.3956774101373,1168.2141093458158,1037.1702759753412,865.83063828540855,686.46462027603934,511.17496508518565,361.11833806008326,225.21549466265694,110.51826994484387,39.143140946941287,4.0055490228453374,0]
[355,1589.6631459994105,1801.4403326077718,2014.2510880530133,2318.8813905195775,2741.5960956598783,3223.9131809793262,3672.9974802710899,3923.297956291331,4055.5196343149314,4045.4262228205225,4242.2522094542082,4492.5876207195042,4503.6915361657466,4360.3522088985019,4318.9663708087573,4264.4587989489064,4514.7954789616106,4538.0129019806491,4172.6050257662846,3543.8167350149947,3123.0036717592016,2853.5915429475376,2450.0262855825858,1944.656351056595,1527.143684556321,1289.1907465801335,1155.1090363270444,1025.0747259772024,858.77616093134179,669.33643607066585,499.08803480791187,348.02879264334069,215.15140531108909,103.4784850535453,35.124658653290489,6.010760193776199,0]
[357.5,1589.6631459994105,1803.4573826984774,2016.2683630379474,2324.9340718640956,2754.7124468045627,3227.9496276479276,3679.0529403377723,3922.2886474376769,4043.4075435385903,4042.3982042751654,4232.158343490989,4478.4554043586895,4492.5876207195042,4367.4181230162467,4317.9569650575495,4281.6185154407831,4525.8994490399446,4519.8427347100214,4130.2116552482576,3496.3843520086962,3084.6589067117029,2808.1874440422757,2387.4793601709548,1893.2183572771005,1504.959968849995,1278.1007324082996,1150.0686630859591,1023.0588147943211,857.76838316697331,658.25372599006528,496.0663476570511,342.99448206442173,210.11953566284186,99.455963666700598,34.120107905260866,4.0055490228453374,0]
[360,1589.6631459994105,1702.6076928325283,1881.1155014307371,2127.2215379395975,2491.3888409052847,2951.4650405027951,3455.0076915112872,3813.2848326251697,4016.155471980655,4038.3608497397331,4091.8561230407518,4334.1074853274758,4496.6254049858362,4390.6347782843422,4277.5809288985993,4209.9519231093873,4303.8253093175517,4497.6348516185026,4337.135714578224,3807.2291555950037,3221.8949595379031,2903.0323822122668,2567.0538192164927,2099.9870295257483,1655.2103793348597,1347.6669240119957,1181.3193292356812,1063.3777822545951,934.36276718645331,752.96623108109668,572.62114186819917,416.5022400230921,274.53568897522905,155.78370551195141,68.287532720608553,19.056026783849234,0]
[null,"AC - LED 216W Type II"]
[null,"Generic"]
[null,"LED"]
[null,"NA"]
[null,216]
[null,"TYPE II, MEDIUM"]
[]
[null,73]
[null,37]
[null,0,2.5,5,7.5,10,12.5,15,17.5,20,22.5,25,27.5,30,32.5,35,37.5,40,42.5,45,47.5,50,52.5,55,57.5,60,62.5,65,67.5,70,72.5,75,77.5,80,82.5,85,87.5,90,92.5,95,97.5,100,102.5,105,107.5,110,112.5,115,117.5,120,122.5,125,127.5,130,132.5,135,137.5,140,142.5,145,147.5,150,152.5,155,157.5,160,162.5,165,167.5,170,172.5,175,177.5,180]
[0,1751.0148202558562,1843.7988544784041,2012.2338150863627,2307.7848490756414,2721.4172164136776,3242.0772306557951,3736.580305279319,3971.7450850964365,3969.7264428924846,3922.2886474376769,4061.575693261439,4172.6050257662846,4230.139573182536,4224.0832680337999,3991.9315634227764,3962.6612032576509,4102.9590034699058,4198.8487567610728,4173.6143969928216,3755.7562908938025,3216.8494114615514,2849.5555936496726,2575.1248829129099,2266.4254844400321,1858.927134780701,1510.0016939064622,1281.1252722291497,1116.8027577507125,972.66234573309464,836.60532551321876,667.32138414895519,490.02302863061311,339.97393108066609,211.12590005317529,98.450358463414005,27.089134400918912,0,0,0,0,0,0,0,0,0,0,0,0,0,0,0,0,0,0,0,0,0,0,0,0,0,0,0,0,0,0,0,0,0,0,0,0,0]
[5,1751.0148202558562,1843.7988544784041,2014.2510880530133,2304.7585288309633,2724.4440387986579,3239.0498819676009,3718.4136727441432,3971.7450850964365,3967.7078017139929,3903.1118285923417,4032.3048254984387,4152.4176525386565,4235.1865007572915,4258.4024448772943,4047.4449031087647,4013.1274754104275,4149.389554999234,4270.5151616131225,4239.2240471433706,3821.3590836071703,3272.3508724266408,2922.2035470053088,2621.5339871853307,2319.8901696487505,1906.3298716528989,1530.1687617458649,1294.2316936681152,1131.9235028409682,983.74934970527374,836.60532551321876,677.39670417975822,502.10974023527302,351.04941397916343,219.17698581717505,102.47283981975923,31.106636592896205,0,0,0,0,0,0,0,0,0,0,0,0,0,0,0,0,0,0,0,0,0,0,0,0,0,0,0,0,0,0,0,0,0,0,0,0,0]
[10,1751.0148202558562,1843.7988544784041,2008.1992752159911,2288.6182213657398,2699.2206219280793,3193.6399923302897,3681.0714292401249,3925.3165747767525,3918.2514146183739,3839.526210576616,3970.7357638663043,4149.389554999234,4274.5527414902626,4352.2768924860047,4181.6893755794981,4106.9964219811118,4228.1208038365403,4395.6818935067322,4410.8232738832476,4048.4542436300908,3449.9617910516722,3075.577321357689,2771.8646923954316,2469.1942129984704,2025.346125392472,1613.8648927538252,1350.6916237926162,1165.18984863025,1004.9157936679831,842.65185942550795,689.48728564561407,536.35697932476273,375.21530131745635,239.30597047327453,120.57587641098782,39.143140946941287,0,0,0,0,0,0,0,0,0,0,0,0,0,0,0,0,0,0,0,0,0,0,0,0,0,0,0,0,0,0,0,0,0,0,0,0,0]
[15,1751.0148202558562,1843.7988544784041,2001.1388499370387,2272.4780276152401,2662.8993158797643,3124.0127509005588,3605.3788574979831,3881.9165067648546,3921.2793388434898,3856.6841315721699,3978.81034087836,4194.8112489934265,4369.4369577197285,4496.6254049858362,4365.3992892450278,4264.4587989489064,4369.4369577197285,4626.8458717396161,4713.6615569333198,4427.9835677390938,3776.9509150863328,3335.9264278362843,3004.9436892389435,2663.9082343958853,2192.7875155375646,1715.717822362054,1405.1373625798565,1201.4814890447985,1025.0747259772024,848.69843668265162,705.60838979549055,565.56959255578886,420.53045982902728,271.5158130503724,142.70547410211842,46.176455080303917,0,0,0,0,0,0,0,0,0,0,0,0,0,0,0,0,0,0,0,0,0,0,0,0,0,0,0,0,0,0,0,0,0,0,0,0,0]
[20,1751.0148202558562,1842.7903068560186,1992.0611968716976,2249.2766999423916,2614.4716788777887,3042.2784048609351,3528.6786711234299,3862.7398866184449,3979.8196641565773,3924.3072654043785,4021.2021379983967,4299.787701899375,4540.0318139469446,4704.5761191807151,4638.9595912754312,4509.7482288500623,4537.0034463339516,4768.1745496613403,4829.7547900049231,4660.1586764537933,4053.5009500064052,3475.1913668626535,3105.8493762771986,2799.1067118900901,2424.8055568903728,1869.0127233748408,1475.7182980603359,1232.7335027485854,1052.2899114552088,866.83842546287576,719.71465807976961,596.79853456367937,470.88634737729012,321.85119673416409,169.86918038037837,56.225874000831865,0,0,0,0,0,0,0,0,0,0,0,0,0,0,0,0,0,0,0,0,0,0,0,0,0,0,0,0,0,0,0,0,0,0,0,0,0]
[25,1751.0148202558562,1838.7561218836893,1978.9491043381777,2216.9969901350937,2562.0094172746362,2970.6365211522202,3458.0352353215021,3846.5912276117856,4059.5570059429479,4072.6784914164377,4116.0806281226387,4387.6065119325367,4675.3009391612513,4816.631066116679,4761.1080153287685,4589.4954363205525,4462.3043545067949,4604.6374682733031,4913.5455552185758,4943.8317264800107,4583.438637504436,3959.6332472652089,3588.2220940880884,3203.7310234935962,2853.5915429475376,2158.4912176494172,1637.0585737058739,1284.1498191833634,1078.4977919773303,903.11953305778582,742.8898388818767,631.05150724510781,512.18222225713123,370.18060979006805,199.04985036997184,63.261558950597731,0,0,0,0,0,0,0,0,0,0,0,0,0,0,0,0,0,0,0,0,0,0,0,0,0,0,0,0,0,0,0,0,0,0,0,0,0]
[30,1751.0148202558562,1828.6706981792865,1956.7596073044258,2176.648013968148,2500.4685184444229,2882.8523453988878,3342.9904535801652,3813.2848326251697,4142.3240026618378,4252.3460994104926,4206.9237839281168,4368.4275402514786,4590.5049035665306,4702.5571353926462,4797.450303179704,4750.0034825530074,4663.1871250681834,4894.3644098046971,5258.8186912045821,5690.9466576555042,5534.4477942505519,4812.5930044101588,4207.9331634133368,3836.498350107237,3317.7618589035956,2713.3457065058828,1982.9835851310775,1462.6101501037324,1122.8510313983415,946.45720448724194,784.20389517686067,658.25372599006528,542.40084064130906,403.41079642490519,225.21549466265694,69.292772726876819,0,0,0,0,0,0,0,0,0,0,0,0,0,0,0,0,0,0,0,0,0,0,0,0,0,0,0,0,0,0,0,0,0,0,0,0,0]
[35,1751.0148202558562,1819.5938643465445,1939.6133498034187,2137.3084815445268,2430.8585079786749,2788.008079235663,3221.8949595379031,3748.6914426823082,4160.4925900909593,4370.446375420941,4277.5809288985993,4241.2428217772567,4386.5970902792023,4706.5951038343755,5078.1026360152446,5316.3664572629268,5248.722656569661,5182.089316298956,5689.9369736605622,6306.8861065056717,6105.9415774166619,5912.0717092399873,5184.1084959077807,4463.3137934138076,3821.3590836071703,3286.4786678298474,2500.4685184444229,1832.7048610100917,1336.5764162881019,1005.92373075542,857.76838316697331,705.60838979549055,570.60640459417959,421.53752081806556,238.29947983255269,69.292772726876819,0,0,0,0,0,0,0,0,0,0,0,0,0,0,0,0,0,0,0,0,0,0,0,0,0,0,0,0,0,0,0,0,0,0,0,0,0]
[40,1751.0148202558562,1813.5426669071608,1918.4328879759823,2094.9436406273785,2359.2328956338811,2691.1491781557102,3092.7314494525613,3620.5172458997545,4110.0244884667936,4335.1168948429367,4301.8065051352232,4195.8206255715268,4461.2949158278943,4853.9832968607234,5405.2133508627221,5799.9935758694783,6282.6512471596525,5500.1195982526542,5838.3624250948014,6359.3952871011943,6808.7700563619455,6711.8237099879407,6045.3565736910532,5312.3279971574621,4607.6658806383693,3772.9138346306581,3221.8949595379031,2454.061626312217,1705.6330984165525,1205.5139617506477,917.22924921626895,774.1270910823755,601.83561588397004,424.55871818329314,243.33197514986256,69.292772726876819,0,0,0,0,0,0,0,0,0,0,0,0,0,0,0,0,0,0,0,0,0,0,0,0,0,0,0,0,0,0,0,0,0,0,0,0,0]
[45,1751.0148202558562,1808.5000177796319,1902.2955499130685,2057.6229417095346,2286.6006909117309,2586.2226367430271,2964.5823559770597,3438.8608360077051,3916.2327997668276,4176.642512135435,4258.4024448772943,4424.9552757531183,4631.8932510338445,5015.5097348437275,5403.1940869872051,6173.5955410479055,6565.3969914497065,6534.0923897214197,6331.1210588841968,6091.8050226118276,6678.4987254940388,7186.4698401269225,6886.530102601313,6512.8861316980419,5557.6699298891554,4416.879840582922,3624.5541601641467,3065.486702387368,2249.2766999423916,1573.5288523154536,1109.7464798657393,838.62083198201321,655.23120091604528,429.5940947792626,236.28651130948512,66.277097278608665,0,0,0,0,0,0,0,0,0,0,0,0,0,0,0,0,0,0,0,0,0,0,0,0,0,0,0,0,0,0,0,0,0,0,0,0,0]
[50,1751.0148202558562,1803.4573826984774,1889.1840633823624,2019.2942792952235,2214.9795237913791,2492.3976923349378,2823.3220627711585,3194.6490940148933,3632.6280021630378,3927.3351942992181,4367.4181230162467,4687.4147846102742,5066.9973873555145,4993.2995376373519,5425.4060310195073,6096.853788426798,6686.5774943906936,6942.0735304001755,7159.2020664658348,6779.4840346240635,6819.8785803142946,7133.9542203914625,7162.2318139784575,6847.1450338642753,6373.532448338573,5602.0951547810828,4568.2966754687504,3690.1546429752379,2972.6545789509805,2135.2910890117496,1462.6101501037324,1016.0031569562071,720.72225930536899,465.85050649283932,232.26062580560185,61.251279440887508,0,0,0,0,0,0,0,0,0,0,0,0,0,0,0,0,0,0,0,0,0,0,0,0,0,0,0,0,0,0,0,0,0,0,0,0,0]
[55,1751.0148202558562,1797.4062391975117,1870.0212852294442,1978.9491043381777,2140.3345739099573,2380.4177125827059,2657.8547290302031,2957.5191788850611,3287.4877983976407,3770.8952960208239,4287.6749023848088,4917.583700636711,5069.0165216684873,5518.2933224971239,5713.1597507646329,6002.9474316269279,6025.1617069412605,7153.1425752838213,7689.4269167233806,7864.1567590589475,7252.1149036042607,6978.4294692185958,7044.0726151145336,7256.1546192625674,7059.2211203921697,6373.532448338573,5514.2547119352339,4579.4007760684681,3691.1638903255634,2956.5101549608985,2132.2650037833255,1418.2449879814724,922.26848628259552,544.41547606823053,238.29947983255269,58.235984471133037,0,0,0,0,0,0,0,0,0,0,0,0,0,0,0,0,0,0,0,0,0,0,0,0,0,0,0,0,0,0,0,0,0,0,0,0,0]
[60,1751.0148202558562,1788.3295621263294,1852.875807844227,1938.6047511235406,2075.7788736825264,2266.4254844400321,2500.4685184444229,2725.4529803403711,3001.916570367232,3417.6682031572855,3986.8849342605981,4571.3250638700774,5570.7955277198344,5887.8384180703379,5914.0911546556354,5708.1113129242794,6330.1112673489779,6803.7207332762155,7206.6682576468766,7636.9077353491812,7948.9980866860133,7956.0682382894156,7731.8465172497672,7106.686646903604,6797.6615505150758,6728.9911908044578,6402.816667619265,5974.6748364034729,4982.1944760163169,3839.526210576616,2935.3207322042272,2048.5450356512083,1182.3274291099117,676.38916540284208,285.60884857740479,60.246164270520133,0,0,0,0,0,0,0,0,0,0,0,0,0,0,0,0,0,0,0,0,0,0,0,0,0,0,0,0,0,0,0,0,0,0,0,0,0]
[65,1751.0148202558562,1781.2699562104763,1834.7219457534077,1903.3041295474241,2014.2510880530133,2160.5086319512475,2336.0306951843845,2518.6279722156423,2773.8826106251081,3121.9945929435685,3697.2193802140805,4319.9757767956535,4503.6915361657466,5484.9748738664448,6009.0058622173365,6289.7197381710876,6513.895951946286,6475.5228926777727,6674.4593447060588,7133.9542203914625,7637.9177162116703,7819.7164279372228,7671.2471594161034,7918.6975081818046,8006.5695033745815,7717.7066245115384,6919.8561058058003,6256.3969216014984,5736.382622170695,5238.6266413352523,4314.928749218534,3213.8220864097789,1827.6621588599942,785.21158272846617,275.54232167620648,60.246164270520133,0,0,0,0,0,0,0,0,0,0,0,0,0,0,0,0,0,0,0,0,0,0,0,0,0,0,0,0,0,0,0,0,0,0,0,0,0]
[70,1751.0148202558562,1774.2103782455711,1817.5767962963719,1872.0384105685773,1952.7251802224259,2069.7268786622876,2192.7875155375646,2324.9340718640956,2532.7520822945526,2826.3489962567992,3183.5489930199892,3650.7942121455894,4147.3708245326352,4830.7643087039287,5409.251880874278,6066.5612563082668,6418.9735355718449,6454.3168257172019,6605.7902461749436,6798.6714139340384,6735.0503121333777,6753.2277087741295,7504.6014027132933,8042.9306113941702,8023.7400060946775,7928.7976881685918,8077.2718086592395,7840.926554587144,7214.7476404989966,6220.0449603210782,5253.7706714643828,4240.2334343402927,2675.0063632358751,1212.5708213838691,257.42350858200774,55.220845530457993,0,0,0,0,0,0,0,0,0,0,0,0,0,0,0,0,0,0,0,0,0,0,0,0,0,0,0,0,0,0,0,0,0,0,0,0,0]
[75,1751.0148202558562,1771.1848534159269,1802.448857371257,1844.8074026519096,1905.3212904176223,1991.0525713007953,2077.7962092756316,2174.6305846598557,2326.9516358124492,2570.0804651361213,2863.681441123118,3135.1126429229589,3477.2097408500204,3691.1638903255634,4388.6159338178813,5242.665045098579,5468.8205472356594,5850.4789562107671,6269.5240706514232,6502.7879378223797,6184.7029792107869,6657.2920036206178,6852.1943890307393,6792.6122356688438,7123.8551069383793,7776.2863481012992,8199.4872484813804,8201.5073537596745,7633.8777935624648,6928.9450436305042,6261.4458218290729,4985.223126735651,3333.9081375099486,1579.579193170011,348.02879264334069,71.303296239406109,0,0,0,0,0,0,0,0,0,0,0,0,0,0,0,0,0,0,0,0,0,0,0,0,0,0,0,0,0,0,0,0,0,0,0,0,0]
[80,1751.0148202558562,1764.1253155737052,1784.2954981868616,1815.5597304824182,1862.9613636751676,1916.4157132785863,1967.854324576324,2023.3288413501423,2136.299785040238,2302.7409842063093,2537.7964264148804,2761.775123282071,3132.0853957447089,3191.621789916775,3479.2281160077923,3821.3590836071703,4436.0590231462156,4613.7227113325334,5022.5766363990533,5032.6722272774732,5447.6180658986523,5914.0911546556354,6014.0545590376532,6141.283107311313,6478.5523364836854,6943.0834150257815,7114.7659170588122,6835.0265966470679,6689.6070352415099,6610.8394203963635,5613.2015161051595,4172.6050257662846,2885.8793419485855,1579.579193170011,412.47405913757262,107.50116269711758,0,0,0,0,0,0,0,0,0,0,0,0,0,0,0,0,0,0,0,0,0,0,0,0,0,0,0,0,0,0,0,0,0,0,0,0,0]
[85,1751.0148202558562,1757.065805953526,1766.1423235108944,1783.2869836248437,1821.6109346304568,1851.8672552725677,1875.0641026477128,1909.3556185560697,1968.8629383413631,2054.5969685690998,2159.4999245649819,2317.8726118288159,2571.0893479008164,2862.6724497053051,3030.1697980183194,3003.9346492763984,3201.7128147175085,3597.3050762978692,3842.5540734313845,3768.876758490404,4084.7906693416812,4330.069849614707,4468.3609913689133,4913.5455552185758,5407.2326154918346,5686.9079227498141,5571.8051903720252,5492.0424067217118,5546.5636789866312,5256.7994827273351,4417.8892691731244,3568.0377714971692,2543.8496525794189,1198.4571433857259,359.10453055246012,91.411415436090294,0,0,0,0,0,0,0,0,0,0,0,0,0,0,0,0,0,0,0,0,0,0,0,0,0,0,0,0,0,0,0,0,0,0,0,0,0]
[90,1751.0148202558562,1747.9893352360714,1748.9978296618476,1756.0573068896419,1779.2529310778141,1792.363635156662,1802.448857371257,1810.5170757472663,1857.9185789229516,1906.3298716528989,1925.4930160885128,1993.0698229527777,2046.5277286451053,2243.2242189002272,2519.6368346024183,2681.0599074576367,2683.0777585674373,2697.2027587216817,2753.7034944976781,3077.5954491240141,3214.8311944439633,3180.5216994532811,3211.8038712910957,3478.2189282826434,3752.7284971760491,3780.9879998528395,3906.139741111585,4130.2116552482576,4040.3795265036656,3708.3211373982149,3420.6957141171742,3028.151701572182,1876.0726677583752,675.38162812523888,342.99448206442173,69.292772726876819,0,0,0,0,0,0,0,0,0,0,0,0,0,0,0,0,0,0,0,0,0,0,0,0,0,0,0,0,0,0,0,0,0,0,0,0,0]
[95,1751.0148202558562,1740.9298905498288,1736.8959349898671,1737.9044230032487,1740.9298905498288,1731.8535037042891,1726.8110870854687,1728.8280519702566,1762.1083099403497,1801.4403326077718,1801.4403326077718,1825.6450818896419,1800.4318084083402,1869.0127233748408,1897.2526597600297,1977.9404854231839,2212.962059283394,2308.7936233718156,2330.9867689503444,2335.0219090664305,2430.8585079786749,2613.4627792455449,2649.783409973666,2643.7299367952533,2663.9082343958853,2596.3115451502367,2658.8636456354934,2751.6855909919714,2668.9528326995928,2548.8940187100684,2481.3003490821429,2167.5695968162627,1466.6434139468058,789.24234583746443,348.02879264334069,76.329849463361882,0,0,0,0,0,0,0,0,0,0,0,0,0,0,0,0,0,0,0,0,0,0,0,0,0,0,0,0,0,0,0,0,0,0,0,0,0]
[100,1751.0148202558562,1733.8704744608951,1727.8195692338438,1717.7347742684135,1702.6076928325283,1673.3623838322726,1652.1850645275526,1646.1344515254048,1669.328587979903,1695.5484340384025,1695.5484340384025,1715.717822362054,1687.4807456618453,1672.3539339575655,1644.1175854579226,1624.9574815204433,1638.0670020974976,1681.4300046561746,1742.9468718328628,1938.6047511235406,1992.0611968716976,2022.3202000823192,2055.6056257882178,2137.3084815445268,2088.8915899626568,1965.8370985958388,1875.0641026477128,1866.9956012970247,1787.3210452883925,1737.9044230032487,1633.024866348906,1396.0629241738613,1046.2420310439961,634.07391905157954,291.64893568472075,79.345941616877255,0,0,0,0,0,0,0,0,0,0,0,0,0,0,0,0,0,0,0,0,0,0,0,0,0,0,0,0,0,0,0,0,0,0,0,0,0]
[105,1751.0148202558562,1731.8535037042891,1720.7602065632027,1695.5484340384025,1664.2863568606779,1622.9406415574351,1593.6967450469183,1579.579193170011,1577.5624103083503,1582.6043722847851,1582.6043722847851,1634.0332922559537,1612.8564793622302,1629.9995923619026,1626.9743239841825,1566.4701506984791,1553.3612178210465,1526.1353268228436,1472.6933304777274,1483.7849085304433,1480.7599244572896,1487.8182302094006,1542.2691301314956,1598.7387581952937,1616.8901367038713,1641.0922909919893,1645.1260181828966,1504.959968849995,1331.5353067591789,1216.6033310391174,1086.561883942285,896.06475734774426,636.08886825596176,404.41781565261778,207.1004714754566,65.271902290436884,0,0,0,0,0,0,0,0,0,0,0,0,0,0,0,0,0,0,0,0,0,0,0,0,0,0,0,0,0,0,0,0,0,0,0,0,0]
[110,1751.0148202558562,1726.8110870854687,1704.6246292924041,1667.311693703846,1617.8985526110023,1575.5456300224012,1544.2858674367747,1526.1353268228436,1527.143684556321,1507.9850018626923,1471.685009328937,1450.5104253628438,1404.1290887478256,1396.0629241738613,1382.9555061606618,1390.0133312824107,1398.0794609630132,1415.2201405678286,1419.2532718855859,1439.4190995743888,1438.4108014537403,1424.2947021300658,1379.9307349701794,1346.6586922581143,1314.3956774101373,1275.0761997376587,1220.6358540470935,1225.6765265172949,1204.5058423091175,1130.9154468603931,960.56757634820201,708.6311380440219,471.89352202889989,281.58219456930817,151.75951300673236,52.205871129025049,0,0,0,0,0,0,0,0,0,0,0,0,0,0,0,0,0,0,0,0,0,0,0,0,0,0,0,0,0,0,0,0,0,0,0,0,0]
[115,1751.0148202558562,1717.7347742684135,1687.4807456618453,1636.05014593482,1575.5456300224012,1540.2523954607502,1503.9516258616848,1483.7849085304433,1467.6517316400773,1441.435697931985,1387.9968061579712,1347.6669240119957,1277.0925540561173,1236.7660787301068,1189.3841522320038,1137.9718575303903,1091.6019718106104,1052.2899114552088,1025.0747259772024,989.79685912166553,959.55968574044186,931.33918221922693,888.00222450550336,844.66738037710456,810.40418715434259,762.03509929357801,705.60838979549055,669.33643607066585,641.12626911992743,610.90246816001093,550.45942692668427,471.89352202889989,359.10453055246012,228.23481001690109,121.58168435931715,46.176455080303917,0,0,0,0,0,0,0,0,0,0,0,0,0,0,0,0,0,0,0,0,0,0,0,0,0,0,0,0,0,0,0,0,0,0,0,0,0]
[120,1751.0148202558562,1710.6754529653192,1674.3708343141161,1610.8396544690274,1551.3444687027222,1522.1019025491566,1474.7099748438977,1431.3527344074739,1366.8234698708777,1305.3218461984061,1233.7416455101745,1176.2788427705009,1123.8590801752944,1083.5378424249502,1040.1941855580774,998.86819238794283,966.61494214244817,940.40996641309926,921.26063666397067,884.97879350789503,851.72174146906048,820.48144938076518,781.18084029008492,728.78311960771214,692.5099642532108,654.22369565013753,590.7540930733503,529.30589383410154,476.92942740841636,424.55871818329314,368.16675228114894,306.74969472040391,239.30597047327453,174.89999518835882,101.46720444534975,40.147827669756929,0,0,0,0,0,0,0,0,0,0,0,0,0,0,0,0,0,0,0,0,0,0,0,0,0,0,0,0,0,0,0,0,0,0,0,0,0]
[125,1751.0148202558562,1701.5992254975022,1660.2525829509932,1589.6631459994105,1536.2189340366481,1489.834895146864,1406.1456371346665,1334.559970193191,1252.8965135862265,1195.4328053510533,1144.0202443352066,1100.6741884862965,1067.4097639723441,1032.1304462556957,997.86026239152636,954.52024858783284,921.26063666397067,888.00222450550336,860.79172000305243,814.43507710939741,788.23465312812414,767.07340608364041,723.74507141792458,666.3138604664249,626.01418640486224,587.73189545758112,532.32777619799867,465.85050649283932,413.48110068954406,361.11833806008326,305.7429539319009,250.37764281601082,196.03095062626178,137.67569823504508,82.362148335243674,29.097816174642574,0,0,0,0,0,0,0,0,0,0,0,0,0,0,0,0,0,0,0,0,0,0,0,0,0,0,0,0,0,0,0,0,0,0,0,0,0]
[130,1751.0148202558562,1695.5484340384025,1645.1260181828966,1567.4785347016514,1513.0267370160941,1437.402504039183,1337.5846404755096,1255.92099329955,1202.4896059554876,1164.1817634666452,1121.8429835254665,1082.5298304583089,1041.2021573717921,998.86819238794283,958.55179619027911,913.19787946951817,868.85400332791016,846.682906133291,810.40418715434259,771.104075329338,742.8898388818767,711.6538991736503,685.45706810466959,632.0589762438625,594.78371390751465,566.57695139125042,513.18948140797454,448.72905785103239,388.30581293204847,333.93290978257897,277.55559808638526,223.20264019194434,165.84463549957897,113.53545948863409,66.277097278608665,22.068108142325048,0,0,0,0,0,0,0,0,0,0,0,0,0,0,0,0,0,0,0,0,0,0,0,0,0,0,0,0,0,0,0,0,0,0,0,0,0]
[135,1751.0148202558562,1690.5061242974168,1631.0080164014964,1547.3109783269385,1472.6933304777274,1373.881212474487,1281.1252722291497,1223.660255039309,1179.3031320662135,1133.939617491865,1081.5218194293543,1030.1145212448012,971.654442519893,924.28418881946754,870.86958586405092,825.52012695763631,783.19620891882039,761.02744192192483,739.86694776308775,700.57050482238492,665.30633830583247,643.1412405542178,618.96200533035903,577.65801598154644,525.27674417612116,504.12422061952947,462.82902802857438,410.45998340822337,355.07694944629657,303.72948230075701,249.37110660510621,199.04985036997184,144.71743439597881,97.444763521530547,55.220845530457993,18.052101952375242,0,0,0,0,0,0,0,0,0,0,0,0,0,0,0,0,0,0,0,0,0,0,0,0,0,0,0,0,0,0,0,0,0,0,0,0,0]
[140,1751.0148202558562,1684.4553724448606,1618.9069691460379,1527.143684556321,1433.3693214517562,1326.4942162964878,1256.929154821795,1206.5220820343841,1148.0525199632134,1089.5859338675427,1020.0349554630559,963.59125450600254,904.1273626634927,856.76060658544282,809.39646779127065,772.11174593380383,738.85932012952514,717.69945985823824,691.50240325002358,652.2086897707303,616.94711115541907,592.76890006969472,561.54017517044895,520.24035054929641,458.80042075130535,430.60117719617693,404.41781565261778,361.11833806008326,310.77669077501207,261.44980443871583,216.15779343785601,169.86918038037837,125.60499860335548,83.367575300668861,45.171626266426578,14.036995597894803,0,0,0,0,0,0,0,0,0,0,0,0,0,0,0,0,0,0,0,0,0,0,0,0,0,0,0,0,0,0,0,0,0,0,0,0,0]
[145,1751.0148202558562,1679.4130958175858,1610.8396544690274,1507.9850018626923,1389.0050683546133,1299.2726603707636,1232.7335027485854,1173.2545612426522,1106.7223744766704,1039.1862147201346,973.67024998967611,918.23709442176153,861.79950130763405,821.48918242921968,785.21158272846617,736.84406898263978,696.54022288955241,667.32138414895519,630.04403985316117,581.68754688117576,548.44476923822299,540.38621268984684,523.26218091041574,480.95818998708097,410.45998340822337,370.18060979006805,349.03566352307149,324.871583172518,282.58885271036019,231.25416527541577,194.01837655620983,148.74143843620294,106.49547896400243,69.292772726876819,36.12923810708449,10.023052380778998,0,0,0,0,0,0,0,0,0,0,0,0,0,0,0,0,0,0,0,0,0,0,0,0,0,0,0,0,0,0,0,0,0,0,0,0,0]
[150,1751.0148202558562,1673.3623838322726,1604.789194937694,1486.809898764471,1356.7410436388031,1291.2071230566803,1207.5302031596229,1134.9476761605938,1063.3777822545951,995.84440545096857,938.39422900883744,889.01003712505587,842.65185942550795,796.29623070059233,750.95094180631554,698.55536095230354,652.2086897707303,619.96945487635514,592.76890006969472,555.49610331653514,518.22580671051151,487.00139698135308,462.82902802857438,424.55871818329314,378.23614868748763,327.89199766453015,308.76318618903616,295.67573001326275,268.49597068019642,216.15779343785601,169.86918038037837,129.62844161748095,91.411415436090294,58.235984471133037,29.097816174642574,8.016652840637061,0,0,0,0,0,0,0,0,0,0,0,0,0,0,0,0,0,0,0,0,0,0,0,0,0,0,0,0,0,0,0,0,0,0,0,0,0]
[155,1751.0148202558562,1668.3201405373907,1597.7303542931845,1462.6101501037324,1334.559970193191,1274.0680237726388,1187.3679413468067,1109.7464798657393,1029.1065602168239,968.63073915137215,915.2135621254165,872.88517306050676,811.41190776924054,770.09640604036883,722.73746597640445,668.32890935113085,621.98435887211519,587.73189545758112,570.60640459417959,522.25490218132211,469.8791748777619,430.60117719617693,418.51634508443101,403.41079642490519,367.1598276496963,317.82405891022592,277.55559808638526,263.46297565607262,244.33848676014631,213.13864318787526,162.82629074089672,119.57007684445347,86.383928307687412,53.210843750071625,26.08484865749011,5.0080536687636448,0,0,0,0,0,0,0,0,0,0,0,0,0,0,0,0,0,0,0,0,0,0,0,0,0,0,0,0,0,0,0,0,0,0,0,0,0]
[160,1751.0148202558562,1664.2863568606779,1588.6547478341136,1438.4108014537403,1324.477785466137,1260.9618089825374,1170.2302875026519,1079.50580018799,1003.9078575905033,949.48083801458813,907.15085820945785,855.75283118813752,800.32705011374333,756.99682578176498,697.5477911939663,644.14872863759194,604.85788491463472,555.49610331653514,533.33507413241443,494.05189976489993,445.70769278718001,404.41781565261778,389.31279381754297,387.29883465531185,375.21530131745635,318.83083861221496,266.48276126055515,231.25416527541577,222.19621974660973,206.09412648536997,177.91855373764352,125.60499860335548,90.405895411488231,65.271902290436884,26.08484865749011,3.0032976479526123,0,0,0,0,0,0,0,0,0,0,0,0,0,0,0,0,0,0,0,0,0,0,0,0,0,0,0,0,0,0,0,0,0,0,0,0,0]
[165,1751.0148202558562,1662.2694686834784,1582.6043722847851,1423.2864146530021,1320.4449330105424,1251.8883553017529,1157.1251917810205,1065.3937712079951,993.82855258696566,938.39422900883744,896.06475734774426,841.64410075501223,793.27312951172269,735.83644547306255,680.41932948416354,629.03657407058643,577.65801598154644,530.31318604523244,487.00139698135308,473.90787777004903,439.66502418123878,393.34074331293886,359.10453055246012,361.11833806008326,351.04941397916343,331.91926018114111,281.58219456930817,225.21549466265694,198.04354533856682,199.04985036997184,188.98703310439885,187.9807803590999,130.63432201828778,59.241065852707941,26.08484865749011,2.001386774925161,0,0,0,0,0,0,0,0,0,0,0,0,0,0,0,0,0,0,0,0,0,0,0,0,0,0,0,0,0,0,0,0,0,0,0,0,0]
[170,1751.0148202558562,1662.2694686834784,1578.5708014174231,1410.1787425713437,1318.4285113946478,1244.8312700569572,1148.0525199632134,1054.3058793187643,986.77309978526648,930.33132274107584,886.99441302859464,841.64410075501223,789.24234583746443,721.72986193823385,669.33643607066585,611.90990452585947,563.55488026541718,512.18222225713123,471.89352202889989,450.74331252607004,427.57993702648378,390.31977730506173,350.04253730445583,321.85119673416409,330.91243995228746,317.82405891022592,295.67573001326275,248.36457445281798,202.06879585668304,223.20264019194434,229.24125736189183,203.07512106555058,153.77159610801158,74.319187225450264,26.08484865749011,1,0,0,0,0,0,0,0,0,0,0,0,0,0,0,0,0,0,0,0,0,0,0,0,0,0,0,0,0,0,0,0,0,0,0,0,0,0]
[175,1751.0148202558562,1661.2610255114619,1576.5540198432063,1405.1373625798565,1317.4203017417269,1242.8149673180724,1134.9476761605938,1048.2579873104198,984.75726536836657,922.26848628259552,880.94756823543594,849.7062037512211,777.15011862876509,714.67667312976948,659.26123743228948,603.8504602244393,550.45942692668427,505.13146382936355,465.85050649283932,430.60117719617693,417.50929134044378,384.27791554552124,360.11143289997989,316.81728239424859,287.62219689954674,298.69586175506231,287.62219689954674,291.64893568472075,287.62219689954674,268.49597068019642,202.06879585668304,162.82629074089672,126.61084744487482,87.389402877861457,48.186177781824156,0,0,0,0,0,0,0,0,0,0,0,0,0,0,0,0,0,0,0,0,0,0,0,0,0,0,0,0,0,0,0,0,0,0,0,0,0,0]
[180,1751.0148202558562,1660.2525829509932,1576.5540198432063,1404.1290887478256,1317.4203017417269,1243.8231182793565,1129.907391777464,1049.2659668965161,980.72560891008311,918.23709442176153,877.92416137017199,859.78393987716277,776.14244147242925,711.6538991736503,654.22369565013753,600.82819623930686,546.43011894300389,503.11697942016013,465.85050649283932,428.5870147208546,395.35473353973106,396.36173249989935,364.13907033784858,326.88518973280463,279.56888908570443,252.3907273486665,298.69586175506231,332.92608346097444,351.04941397916343,263.46297565607262,177.91855373764352,114.54120724389411,102.47283981975923,103.4784850535453,56.225874000831865,0,0,0,0,0,0,0,0,0,0,0,0,0,0,0,0,0,0,0,0,0,0,0,0,0,0,0,0,0,0,0,0,0,0,0,0,0,0]
[null,"AD - LED 217W Type II"]
[null,"Generic"]
[null,"LED"]
[null,"NA"]
[null,217]
[null,"TYPE II, MEDIUM"]
[]
[null,73]
[null,37]
[null,0,2.5,5,7.5,10,12.5,15,17.5,20,22.5,25,27.5,30,32.5,35,37.5,40,42.5,45,47.5,50,52.5,55,57.5,60,62.5,65,67.5,70,72.5,75,77.5,80,82.5,85,87.5,90,92.5,95,97.5,100,102.5,105,107.5,110,112.5,115,117.5,120,122.5,125,127.5,130,132.5,135,137.5,140,142.5,145,147.5,150,152.5,155,157.5,160,162.5,165,167.5,170,172.5,175,177.5,180]
[0,1873.0469740525225,1993.0698229527777,2166.5608861412375,2486.34458988199,2952.4740627056613,3513.5406721093418,3980.8289876905201,4173.6143969928216,4163.520695711195,4209.9519231093873,4448.172233784836,4633.9122042903655,4718.7090299129177,4650.0638619459478,4484.5120630662686,4464.3232325488971,4695.4906989562824,4878.2119245326594,4664.1966083763409,4044.4168830537346,3393.4482121295305,3078.6045135029945,2773.8826106251081,2409.6732452911788,1949.6993653745722,1508.9933475480118,1298.2644654647133,1164.1817634666452,1029.1065602168239,882.96317857335953,708.6311380440219,519.23307765386471,362.12524602494449,224.20906517072982,103.4784850535453,29.097816174642574,0,0,0,0,0,0,0,0,0,0,0,0,0,0,0,0,0,0,0,0,0,0,0,0,0,0,0,0,0,0,0,0,0,0,0,0,0]
[5,1873.0469740525225,1993.0698229527777,2165.5521759353792,2485.3357409034811,2954.4921081447624,3508.4946869033406,3947.521446444945,4155.4457522840712,4146.3614596674242,4177.6518843370968,4410.8232738832476,4606.6564096290031,4724.766004607689,4686.4052962938622,4543.0601835779689,4512.7765782402139,4734.8609796653363,4935.7553959735378,4712.6520629851539,4103.968357725772,3442.8975427968107,3130.0672325829137,2840.4747286210745,2446.9997843921392,1987.0180741241566,1526.1353268228436,1307.3382477041578,1175.2707480638032,1035.15434114499,880.94756823543594,712.66148906987371,530.31318604523244,369.17367966376946,231.25416527541577,108.50685582932681,32.111095952304076,0,0,0,0,0,0,0,0,0,0,0,0,0,0,0,0,0,0,0,0,0,0,0,0,0,0,0,0,0,0,0,0,0,0,0,0,0]
[10,1873.0469740525225,1990.0439462403338,2155.4650997291069,2463.1411671742726,2919.1765126108508,3452.9893304434045,3904.1211325047793,4115.0712708948076,4100.9402957024213,4110.0244884667936,4349.2486526888006,4600.5995882153038,4765.1460336653763,4789.3742153711346,4653.0923040017069,4618.7700763126541,4812.5930044101588,5082.1409142732418,4953.9271581456387,4383.568826711693,3675.01596585265,3313.7253015026035,3031.1788467449569,2627.5874094357528,2121.1693946979126,1635.0417187847181,1357.7492829028563,1208.5383251256644,1057.3298383323311,890.01785088596125,728.78311960771214,567.58431201598387,396.36173249989935,253.39727563823948,127.61670426943685,41.152539512670401,0,0,0,0,0,0,0,0,0,0,0,0,0,0,0,0,0,0,0,0,0,0,0,0,0,0,0,0,0,0,0,0,0,0,0,0,0]
[15,1873.0469740525225,1991.0525713007953,2151.4302824384849,2452.0439551181075,2884.8703427460955,3404.549019988046,3853.6562576103051,4080.7532727081129,4106.9964219811118,4113.0525571811804,4360.3522088985019,4657.1302298055043,4884.2691002578549,4967.0512500308823,4851.9642499999291,4798.4598151112186,4955.9462469464161,5324.4433866655372,5336.558803713855,4845.9071144550253,4036.3421739838864,3578.1299185742901,3282.4421486551114,2839.4657454064568,2297.6971303738765,1745.972348128648,1414.2118595312106,1238.7823716493383,1071.4417609051841,889.01003712505587,742.8898388818767,595.7911233847426,444.70057563922984,285.60884857740479,149.7474565561628,48.186177781824156,0,0,0,0,0,0,0,0,0,0,0,0,0,0,0,0,0,0,0,0,0,0,0,0,0,0,0,0,0,0,0,0,0,0,0,0,0]
[20,1873.0469740525225,1988.0266976517553,2136.299785040238,2419.7614425124839,2827.3579748051861,3318.7709990206713,3777.9601858740025,4071.6691448788879,4175.6331401774632,4160.4925900909593,4397.7007412170651,4762.1175195922806,5053.8730339280328,5181.0797267892658,5129.5909232465547,5046.8060884874239,5134.6388224180973,5439.5409518184269,5504.1581984629211,5091.2270520704215,4297.7688996104271,3686.1176563321983,3370.2375494275398,2999.8984928133882,2534.7698187394208,1911.3727858198192,1474.7099748438977,1256.929154821795,1092.6099921774353,906.14302524057416,759.01213117901898,632.0589762438625,499.08803480791187,342.99448206442173,180.93716345181977,58.235984471133037,0,0,0,0,0,0,0,0,0,0,0,0,0,0,0,0,0,0,0,0,0,0,0,0,0,0,0,0,0,0,0,0,0,0,0,0,0]
[25,1873.0469740525225,1986.0094511080301,2125.2041549453133,2391.514596736617,2768.8378178029607,3230.9769659587987,3725.4784637734415,4090.8467717656299,4272.5339510752292,4296.7594988211767,4487.5403954851763,4875.1833394870619,5198.242775151336,5308.2895401189917,5218.4346692174258,5071.0356567849249,5002.3855154997564,5174.0126057264933,5577.8631701223358,5478.9169958024386,4912.5360193819606,4131.2210161788089,3785.025088925564,3400.5123583950576,2947.4289551386123,2219.0144583128704,1578.5708014174231,1281.1252722291497,1102.6902468030191,929.32346435368083,774.1270910823755,661.2762649289582,541.39352572941186,390.31977730506173,209.1131760876558,66.277097278608665,0,0,0,0,0,0,0,0,0,0,0,0,0,0,0,0,0,0,0,0,0,0,0,0,0,0,0,0,0,0,0,0,0,0,0,0,0]
[30,1873.0469740525225,1976.9318670220041,2105.0304305244067,2344.1009997793635,2693.1670368343684,3140.1580613746014,3633.6372336742002,4070.6597985912872,4380.5405652340733,4469.370431643576,4537.0034463339516,4825.7167173173448,5059.9304235921099,5179.0605483595227,5233.5786410049204,5237.6170408802873,5180.0701374761129,5447.6180658986523,5963.5677819552257,6307.89589433317,6002.9474316269279,5021.5670784255144,4394.6724699988972,4129.2022945641284,3597.3050762978692,2793.0529067993107,1890.1926360499049,1348.6751565194156,1124.8671298555184,977.70187742826306,803.35017798856984,686.46462027603934,571.61377234442114,425.56578875210613,238.29947983255269,74.319187225450264,0,0,0,0,0,0,0,0,0,0,0,0,0,0,0,0,0,0,0,0,0,0,0,0,0,0,0,0,0,0,0,0,0,0,0,0,0]
[35,1873.0469740525225,1967.854324576324,2083.8482277874505,2301.7322125560986,2621.5339871853307,3039.2512486291398,3511.5222771576164,4049.4635844028262,4430.0024302126021,4596.5617116977464,4544.0696405698545,4618.7700763126541,4825.7167173173448,5184.1084959077807,5503.1485481327445,5753.5474135962277,5761.6249802131979,5843.4109766765878,6211.9667754823586,7385.426699879331,6848.1549046000682,6214.99609356778,5224.4922526710543,4685.3958081947003,4017.1648046776409,3482.2556809374919,2554.947271229551,1633.024866348906,1193.4165842398838,1010.9634313066751,889.01003712505587,722.73746597640445,594.78371390751465,444.70057563922984,250.37764281601082,73.313876394686872,0,0,0,0,0,0,0,0,0,0,0,0,0,0,0,0,0,0,0,0,0,0,0,0,0,0,0,0,0,0,0,0,0,0,0,0,0]
[40,1873.0469740525225,1958.7768239626887,2059.6402596066764,2253.3116963455018,2541.8319089240376,2921.1945351922759,3375.2833321206472,3923.297956291331,4412.8421285272507,4579.4007760684681,4560.220982873745,4511.7671282178571,4818.6500982383513,5332.5203283082483,5980.7332384356414,6291.7393084894811,6808.7700563619455,6274.5729814466868,6458.3560712074977,7140.0136953201682,7780.3263453267236,7496.5217017583855,6392.7186458253263,5275.9819945029994,4812.5930044101588,4010.0994811226078,3286.4786678298474,2406.6467943442826,1495.8849063069583,1077.4897847078546,917.22924921626895,808.38874968158041,614.93222355435944,446.71481220853684,257.42350858200774,73.313876394686872,0,0,0,0,0,0,0,0,0,0,0,0,0,0,0,0,0,0,0,0,0,0,0,0,0,0,0,0,0,0,0,0,0,0,0,0,0]
[45,1873.0469740525225,1951.7165747523459,2041.4844698251366,2211.9533277183218,2465.1588474663408,2807.178472352779,3232.9951930738225,3759.7933529770175,4239.2240471433706,4454.2288514673883,4502.6820881758395,4584.4481034188166,5024.5957529542566,5550.6023131102893,6019.1032600920316,6795.6418241267957,7181.4202446021509,7097.5974789474249,7124.8650176404044,6827.9575181802848,7505.6113659438761,8163.1254386112869,7636.9077353491812,6846.1351632772894,5761.6249802131979,4722.7470121803753,3749.7007058987419,3117.9582809403232,2209.9358659670606,1334.559970193191,961.57546801245155,827.53560660155279,685.45706810466959,435.63662446655979,248.36457445281798,70.298027302456234,0,0,0,0,0,0,0,0,0,0,0,0,0,0,0,0,0,0,0,0,0,0,0,0,0,0,0,0,0,0,0,0,0,0,0,0,0]
[50,1873.0469740525225,1943.6477497596934,2023.3288413501423,2169.5870195729431,2380.4177125827059,2682.0688328229598,3075.577321357689,3503.4487089473237,3935.4096827489734,4220.0457360864184,4523.8805433630787,4944.8412687205109,5303.2414731373938,5486.9941680401444,5998.9084812931123,6722.9320749260187,7569.2393224184179,7615.6981680882545,7800.5263628677794,7468.2428169866535,7705.5867370469996,8238.8793909393826,8097.4725811075814,7513.6910766745796,6797.6615505150758,5775.760749005628,4746.9749781125865,3803.1920429197025,3064.4776423135395,2099.9870295257483,1219.6277220456941,833.58207490892198,689.48728564561407,481.96538591056179,236.28651130948512,65.271902290436884,0,0,0,0,0,0,0,0,0,0,0,0,0,0,0,0,0,0,0,0,0,0,0,0,0,0,0,0,0,0,0,0,0,0,0,0,0]
[55,1873.0469740525225,1935.5789582303112,2007.1906415129854,2129.2389228451902,2304.7585288309633,2569.0715827670638,2882.8523453988878,3262.2596272865171,3591.2497522754325,4035.33283648415,4593.5333066348594,5144.7346356293401,5341.6069022640095,5906.0133771286582,6112.0001109179875,6674.4593447060588,6816.8489810788415,8065.1513694079467,8593.4170346493047,8672.2051838538591,7944.9580028757036,7766.1863642135695,8120.7035316540969,8160.0952950826786,7847.9966095486507,6931.9746922195745,5715.1791271488464,4721.7375162900444,3741.6266077720375,2951.4650405027951,2092.9262884626178,1222.6521205445858,684.44951741281852,463.83618533351046,236.28651130948512,62.256411089425562,0,0,0,0,0,0,0,0,0,0,0,0,0,0,0,0,0,0,0,0,0,0,0,0,0,0,0,0,0,0,0,0,0,0,0,0,0]
[60,1873.0469740525225,1924.4844247725937,1988.0266976517553,2089.9002638583675,2232.1280460590165,2435.9026453891524,2704.265286534715,2966.6004096643287,3268.314370634625,3711.3488951241502,4330.069849614707,4954.936702443285,5883.7995458848945,6153.4002501069972,6311.9350472577617,6268.5142889796971,6947.1229549954633,7653.0674451491586,8247.9699121059803,8587.3564375938731,8838.8747710338321,8773.2166767549843,8482.3067701913169,8098.4826210525798,7652.0574622872537,7434.9142687249805,7100.6272003082358,6338.1896041343989,5217.4250726578921,3914.2141859547337,2947.4289551386123,2001.1388499370387,1042.2101301603341,500.09526792509121,232.26062580560185,63.261558950597731,0,0,0,0,0,0,0,0,0,0,0,0,0,0,0,0,0,0,0,0,0,0,0,0,0,0,0,0,0,0,0,0,0,0,0,0,0]
[65,1873.0469740525225,1913.389955210263,1968.8629383413631,2050.5623446418708,2174.6305846598557,2315.8550557632743,2515.601387478202,2734.5334709900767,2982.7448884558621,3382.3474405481666,4043.4075435385903,4681.3578579713339,4913.5455552185758,5858.5566575516832,6407.8656844840434,6636.0853492333517,6995.5976172722903,7108.7064635825845,7380.376966545211,8059.0911566043042,8667.1546399492254,8889.3813291520255,8556.0434209461073,8734.8321718574243,8888.3711951747937,8632.8110194576384,7653.0674451491586,6942.0735304001755,6314.9644136458382,5552.6216312730958,4477.4459620360176,3221.8949595379031,1793.3721548322997,746.92037948002371,250.37764281601082,64.266722767294254,0,0,0,0,0,0,0,0,0,0,0,0,0,0,0,0,0,0,0,0,0,0,0,0,0,0,0,0,0,0,0,0,0,0,0,0,0]
[70,1873.0469740525225,1906.3298716528989,1950.7079698029713,2014.2510880530133,2108.0564769196958,2224.0581367704171,2347.1273711636914,2509.5482289208503,2725.4529803403711,3068.5138845993224,3441.8883656560438,4005.0528290529305,4555.1736822553512,5260.8379004563467,5922.1689432046551,6564.3871632561795,6772.4150138085315,6944.093299798149,7094.5677588786157,7506.6213293102219,7479.3523661260888,7668.217204046623,8450.9941392798155,9086.3596301729176,9064.1362220078026,8958.0707079421645,9031.8113618819989,8558.0636121182688,7781.3363449605831,6915.8165817109029,5755.5668041890094,4589.4954363205525,2837.447780051873,1174.2626542209405,260.44322462984479,60.246164270520133,0,0,0,0,0,0,0,0,0,0,0,0,0,0,0,0,0,0,0,0,0,0,0,0,0,0,0,0,0,0,0,0,0,0,0,0,0]
[75,1873.0469740525225,1897.2526597600297,1933.5617655928907,1981.9749641634348,2046.5277286451053,2135.2910890117496,2227.0843493313496,2334.0131233838633,2502.4862290413962,2770.8557338308706,3065.486702387368,3343.999601333046,3818.33123748973,4078.7345758875235,4793.4122575762603,5686.9079227498141,6082.7172546811516,6358.3854910705095,6847.1450338642753,6923.8956322564763,6709.8040092443007,7272.3135043512011,7632.8678132338418,7817.6964188703159,8031.8202553752253,8702.5085089286422,9221.7215567835228,9398.5031768582776,8608.5685459626875,7723.766575375952,6926.925278639611,5538.4864195546261,3790.0714563151123,1889.1840633823624,395.35473353973106,76.329849463361882,0,0,0,0,0,0,0,0,0,0,0,0,0,0,0,0,0,0,0,0,0,0,0,0,0,0,0,0,0,0,0,0,0,0,0,0,0]
[80,1873.0469740525225,1889.1840633823624,1915.4071267251618,1951.7165747523459,1995.0870766444493,2060.6489192955755,2104.0217493580426,2174.6305846598557,2305.7673018050245,2481.3003490821429,2707.2920898123798,2943.3928752957531,3384.3657599502199,3537.7615016908253,3748.6914426823082,4154.436385457253,4774.2315874169781,5126.5621861253412,5561.7085720805608,5507.1871505634608,6005.9766461589788,6577.5149418683268,6602.7607434925631,6717.8828158610886,7222.8270323897295,7891.4270865482849,8025.7600676530346,7702.5567681553102,7667.2072191892157,7610.6482798127181,6364.4442696568958,4757.0700004134851,3189.6035887781859,1787.3210452883925,496.0663476570511,146.72942263482432,0,0,0,0,0,0,0,0,0,0,0,0,0,0,0,0,0,0,0,0,0,0,0,0,0,0,0,0,0,0,0,0,0,0,0,0,0]
[85,1873.0469740525225,1881.1155014307371,1897.2526597600297,1921.45865399429,1951.7165747523459,1993.0698229527777,2005.1733756262549,2033.4152816143667,2107.0477943054639,2197.8311341564358,2311.8199489014933,2448.0086177070161,2708.3010249897111,3028.151701572182,3313.7253015026035,3308.6796116597739,3428.7690897572511,3802.1827654196286,4172.6050257662846,4170.5862840450318,4466.3421115030706,4788.3647053511722,4972.0989869083523,5532.4284827024348,6071.6100011879089,6382.6206399663824,6292.749093891548,6250.3382467015817,6298.8078097024218,6090.7952699503439,5213.3866883717783,4077.7252278514898,2844.5106650587786,1404.1290887478256,418.51634508443101,120.57587641098782,0,0,0,0,0,0,0,0,0,0,0,0,0,0,0,0,0,0,0,0,0,0,0,0,0,0,0,0,0,0,0,0,0,0,0,0,0]
[90,1873.0469740525225,1871.029847627455,1879.0983663391421,1893.2183572771005,1908.3470357224051,1925.4930160885128,1935.5789582303112,1929.5273866272523,1989.0353216905689,2018.2856400391497,2030.3893442756496,2103.0130686747621,2165.5521759353792,2330.9867689503444,2605.3915962072888,2799.1067118900901,2941.3748374471743,2905.0503936173795,2920.1855237274153,3266.2961216058384,3466.108698421569,3469.13625192982,3482.2556809374919,3817.3219559835075,4157.4644866724457,4271.5245562250248,4448.172233784836,4583.438637504436,4681.3578579713339,4348.2392398910824,3950.5493931740411,3589.2313132004015,2262.3904646246178,794.28082863136376,386.29185899410305,87.389402877861457,0,0,0,0,0,0,0,0,0,0,0,0,0,0,0,0,0,0,0,0,0,0,0,0,0,0,0,0,0,0,0,0,0,0,0,0,0]
[95,1873.0469740525225,1864.9784813963506,1865.9870410743999,1865.9870410743999,1873.0469740525225,1861.9528056326203,1858.927134780701,1850.8587032496278,1887.1669196612788,1911.3727858198192,1891.2012092550665,1906.3298716528989,1889.1840633823624,1943.6477497596934,1981.9749641634348,2049.5536898985906,2256.3379483855174,2390.5057869570733,2435.9026453891524,2523.6722881833584,2550.9117679558854,2762.784078538577,2833.4118536448932,2860.6544679356371,2863.681441123118,2825.3400180682461,2882.8523453988878,3026.1336064696548,3023.1064663370753,2819.2861565006547,2875.7893658032303,2610.4360826839252,1849.850151775712,956.53602026718772,371.18754265259679,98.450358463414005,0,0,0,0,0,0,0,0,0,0,0,0,0,0,0,0,0,0,0,0,0,0,0,0,0,0,0,0,0,0,0,0,0,0,0,0,0]
[100,1873.0469740525225,1856.910023612141,1852.875807844227,1841.7817597850521,1834.7219457534077,1799.4232847732765,1781.2699562104763,1770.1763462862782,1792.363635156662,1829.6792380542477,1815.5597304824182,1826.6536200966789,1765.1338192544852,1724.7941245541988,1709.6669808663319,1694.5399708903694,1698.573827076319,1745.972348128648,1787.3210452883925,1918.4328879759823,2036.44122345151,2052.5796556151499,2161.5173398079901,2241.2067288426606,2219.0144583128704,2095.9523174376363,2001.1388499370387,2021.3115593170608,1956.7596073044258,1901.2869708129176,1824.6365442391952,1584.6211615713846,1179.3031320662135,717.69945985823824,332.92608346097444,95.433604846914434,0,0,0,0,0,0,0,0,0,0,0,0,0,0,0,0,0,0,0,0,0,0,0,0,0,0,0,0,0,0,0,0,0,0,0,0,0]
[105,1873.0469740525225,1851.8672552725677,1839.7646672985848,1820.602399209437,1795.3891958830063,1747.9893352360714,1722.7771643791923,1697.5653621317338,1705.6330984165525,1717.7347742684135,1714.7093472969634,1768.1593337492909,1746.9808413915596,1756.0573068896419,1718.7432511089901,1663.2779124666752,1620.9238040982657,1579.579193170011,1510.0016939064622,1506.9766568509476,1502.9432835487548,1505.9683125132324,1543.2774984550331,1597.7303542931845,1632.0164410639579,1656.2188188320179,1716.7262980193179,1610.8396544690274,1426.3112792229169,1294.2316936681152,1160.1494315402317,974.67815528855704,697.5477911939663,436.64372091979766,233.2670906927834,76.329849463361882,0,0,0,0,0,0,0,0,0,0,0,0,0,0,0,0,0,0,0,0,0,0,0,0,0,0,0,0,0,0,0,0,0,0,0,0,0]
[110,1873.0469740525225,1844.8074026519096,1825.6450818896419,1791.3551160479287,1741.9383808997075,1692.5230463933431,1662.2694686834784,1638.0670020974976,1644.1175854579226,1627.9827461528605,1587.6463503082571,1563.4450025815011,1531.1771221372917,1524.1186133530769,1539.2440291144057,1549.3277222035513,1561.4282404181374,1583.6127666073498,1584.6211615713846,1570.5036905978784,1582.6043722847851,1540.2523954607502,1485.8015680026933,1434.3776160370014,1392.0298593293548,1338.5928654221241,1253.9046726811175,1251.8883553017529,1242.8149673180724,1140.9960469290074,982.74143507382496,764.05041802849428,510.16770989602873,292.65562908951142,159.80800188016397,53.210843750071625,0,0,0,0,0,0,0,0,0,0,0,0,0,0,0,0,0,0,0,0,0,0,0,0,0,0,0,0,0,0,0,0,0,0,0,0,0]
[115,1873.0469740525225,1832.7048610100917,1803.4573826984774,1759.0828058157663,1690.5061242974168,1641.0922909919893,1602.7723801538846,1580.5875855657075,1563.4450025815011,1541.2607624665918,1491.8515628113962,1454.543655781004,1396.0629241738613,1358.757522914859,1311.3710600317036,1252.8965135862265,1201.4814890447985,1150.0686630859591,1108.7384438202087,1069.4257605404598,1027.0906411206226,993.82855258696566,947.465081258998,899.08822588305679,867.84621381082877,818.46598699481831,750.95094180631554,709.63872365870475,680.41932948416354,643.1412405542178,577.65801598154644,502.10974023527302,390.31977730506173,243.33197514986256,130.63432201828778,50.19598424777044,0,0,0,0,0,0,0,0,0,0,0,0,0,0,0,0,0,0,0,0,0,0,0,0,0,0,0,0,0,0,0,0,0,0,0,0,0]
[120,1873.0469740525225,1825.6450818896419,1788.3295621263294,1731.8535037042891,1661.2610255114619,1618.9069691460379,1576.5540198432063,1540.2523954607502,1487.8182302094006,1417.236704793469,1336.5764162881019,1269.0271559147989,1207.5302031596229,1164.1817634666452,1121.8429835254665,1076.4817783804408,1038.1782448589063,1011.9713744327134,991.8127038077688,955.52813389648543,922.26848628259552,882.96317857335953,841.64410075501223,775.13476562306744,737.85169386875282,697.5477911939663,626.01418640486224,559.52547729664832,505.13146382936355,446.71481220853684,386.29185899410305,318.83083861221496,253.39727563823948,182.94959793098093,106.49547896400243,42.157275863478645,0,0,0,0,0,0,0,0,0,0,0,0,0,0,0,0,0,0,0,0,0,0,0,0,0,0,0,0,0,0,0,0,0,0,0,0,0]
[125,1873.0469740525225,1819.5938643465445,1775.2188876679345,1708.6585093616097,1641.0922909919893,1595.7135483968173,1525.1269697549496,1446.4772061481001,1352.7080940732289,1277.0925540561173,1218.6195908767722,1170.2302875026519,1130.9154468603931,1092.6099921774353,1059.3458158095118,1011.9713744327134,978.70978688561252,944.44145416149502,910.1743638225912,863.81506744737169,837.61307814199472,812.4196296344146,772.11174593380383,710.64631070258758,672.35902531066267,628.02910989995701,569.59903862060082,494.05189976489993,438.65792078245397,382.26398264116619,321.85119673416409,263.46297565607262,207.1004714754566,146.72942263482432,87.389402877861457,31.106636592896205,0,0,0,0,0,0,0,0,0,0,0,0,0,0,0,0,0,0,0,0,0,0,0,0,0,0,0,0,0,0,0,0,0,0,0,0,0]
[130,1873.0469740525225,1809.5085464826784,1764.1253155737052,1685.4638295811908,1623.9490612261534,1551.3444687027222,1440.4273984006345,1340.6093175906831,1276.084376499027,1227.6928013087979,1187.3679413468067,1143.0121776447149,1098.6581338586072,1056.3218510332676,1012.9793185616809,968.63073915137215,927.30775085588652,900.09605098701365,859.78393987716277,821.48918242921968,785.21158272846617,750.95094180631554,723.74507141792458,669.33643607066585,633.06644684686921,611.90990452585947,554.48876437551053,488.0086054558073,419.52340124922512,360.11143289997989,297.68914776956171,238.29947983255269,177.91855373764352,121.58168435931715,70.298027302456234,25.080601549217004,0,0,0,0,0,0,0,0,0,0,0,0,0,0,0,0,0,0,0,0,0,0,0,0,0,0,0,0,0,0,0,0,0,0,0,0,0]
[135,1873.0469740525225,1802.448857371257,1753.031813170915,1667.311693703846,1592.6883443279025,1484.7932379245299,1372.87296130921,1298.2644654647133,1248.8638853173522,1195.4328053510533,1139.9879829053571,1082.5298304583089,1022.0508606905157,977.70187742826306,920.25278814681985,871.87737888041204,825.52012695763631,796.29623070059233,772.11174593380383,740.87457676757413,714.67667312976948,684.44951741281852,666.3138604664249,617.9545574224918,560.5328253292854,541.39352572941186,500.09526792509121,444.70057563922984,385.28488595522572,328.89880868463291,269.50258105221343,215.15140531108909,156.78976997111801,104.48414005107793,59.241065852707941,21.064032395764698,0,0,0,0,0,0,0,0,0,0,0,0,0,0,0,0,0,0,0,0,0,0,0,0,0,0,0,0,0,0,0,0,0,0,0,0,0]
[140,1873.0469740525225,1795.3891958830063,1740.9298905498288,1647.1428854850678,1543.2774984550331,1420.2615565053034,1332.5435271419701,1266.0026447966725,1206.5220820343841,1144.0202443352066,1076.4817783804408,1012.9793185616809,950.48871799615188,897.07257906215705,849.7062037512211,806.37331722858721,780.17315792272359,763.0427579963532,736.84406898263978,697.5477911939663,659.26123743228948,635.08139285545383,600.82819623930686,550.45942692668427,483.97978406127578,454.77184881299468,425.56578875210613,386.29185899410305,330.91243995228746,278.56224176899144,229.24125736189183,180.93716345181977,135.66383892015347,89.400386559498514,49.191070759971105,17.048232921663399,0,0,0,0,0,0,0,0,0,0,0,0,0,0,0,0,0,0,0,0,0,0,0,0,0,0,0,0,0,0,0,0,0,0,0,0,0]
[145,1873.0469740525225,1789.3380795324433,1729.8365352943624,1625.9659024399143,1493.8682331993175,1384.9720239602775,1303.3054478043848,1231.7253608106423,1167.2060215705862,1098.6581338586072,1025.0747259772024,963.59125450600254,905.13519339150332,857.76838316697331,825.52012695763631,783.19620891882039,749.94329919411564,718.70705826340179,678.4042444537622,626.01418640486224,584.70971336682805,569.59903862060082,550.45942692668427,505.13146382936355,434.62953033917995,388.30581293204847,370.18060979006805,341.98762877226108,302.72275148002575,248.36457445281798,206.09412648536997,158.80191819600202,113.53545948863409,74.319187225450264,40.147827669756929,13.03338714150617,0,0,0,0,0,0,0,0,0,0,0,0,0,0,0,0,0,0,0,0,0,0,0,0,0,0,0,0,0,0,0,0,0,0,0,0,0]
[150,1873.0469740525225,1783.2869836248437,1720.7602065632027,1603.7807872290784,1454.543655781004,1367.8317165896251,1275.0761997376587,1195.4328053510533,1120.8349365574829,1047.2500086926027,985.76518206204776,935.3706310158758,879.93976479348203,841.64410075501223,799.31934335512847,750.95094180631554,703.5932314798099,660.26875041270193,631.05150724510781,590.7540930733503,548.44476923822299,519.23307765386471,490.02302863061311,449.73618406200961,396.36173249989935,346.01505962239901,321.85119673416409,312.79020839351324,287.62219689954674,234.2735599181982,181.94337791178063,138.68163893346625,98.450358463414005,63.261558950597731,32.111095952304076,9.0197967621976929,0,0,0,0,0,0,0,0,0,0,0,0,0,0,0,0,0,0,0,0,0,0,0,0,0,0,0,0,0,0,0,0,0,0,0,0,0]
[155,1873.0469740525225,1775.2188876679345,1712.6923989447016,1576.5540198432063,1423.2864146530021,1343.6340015233225,1253.9046726811175,1163.1736791750855,1081.5218194293543,1016.0031569562071,963.59125450600254,915.2135621254165,857.76838316697331,826.52786616586718,775.13476562306744,713.66908038924851,661.2762649289582,626.01418640486224,603.8504602244393,557.51078666996455,502.10974023527302,456.78613034538233,440.67212988461301,422.54458421059621,383.27094777186403,333.93290978257897,290.64224575128782,271.5158130503724,260.44322462984479,228.23481001690109,174.89999518835882,129.62844161748095,93.422488515161888,57.230920419256371,28.093457349309364,6.010760193776199,0,0,0,0,0,0,0,0,0,0,0,0,0,0,0,0,0,0,0,0,0,0,0,0,0,0,0,0,0,0,0,0,0,0,0,0,0]
[160,1873.0469740525225,1772.1933611192419,1709.6669808663319,1553.3612178210465,1411.187020732295,1330.5270871390355,1234.7497890947386,1133.939617491865,1055.3138646951068,996.85233341219282,955.52813389648543,908.15869229691498,855.75283118813752,812.4196296344146,745.91274228889881,684.44951741281852,641.12626911992743,590.7540930733503,564.56223551278072,524.26946157658676,468.87200453491903,424.55871818329314,415.49519113823135,402.40377970846191,391.32676338790498,333.93290978257897,278.56224176899144,240.31246534296974,229.24125736189183,221.18980385521934,194.01837655620983,136.66976487929523,98.450358463414005,68.287532720608553,28.093457349309364,4.0055490228453374,0,0,0,0,0,0,0,0,0,0,0,0,0,0,0,0,0,0,0,0,0,0,0,0,0,0,0,0,0,0,0,0,0,0,0,0,0]
[165,1873.0469740525225,1767.1508283426058,1699.5822926190442,1530.1687617458649,1398.0794609630132,1316.4120928596087,1212.5708213838691,1114.7866737978545,1044.226078658143,984.75726536836657,945.44932878769396,901.10387721829318,849.7062037512211,785.21158272846617,722.73746597640445,664.29881766947972,610.90246816001093,562.54752681690172,516.21127069520219,498.08080372144371,457.79327444158969,411.46702004179934,375.21530131745635,380.25006033647946,364.13907033784858,346.01505962239901,288.62887634657591,234.2735599181982,203.07512106555058,202.06879585668304,207.1004714754566,197.0372454153181,140.69354214646376,65.271902290436884,28.093457349309364,3.0032976479526123,0,0,0,0,0,0,0,0,0,0,0,0,0,0,0,0,0,0,0,0,0,0,0,0,0,0,0,0,0,0,0,0,0,0,0,0,0]
[170,1873.0469740525225,1766.1423235108944,1696.5568977856435,1521.0935481479901,1395.054656870223,1314.3956774101373,1203.4977237104949,1107.7304086902423,1037.1702759753412,977.70187742826306,947.465081258998,913.19787946951817,843.65961930001663,769.08873806861379,709.63872365870475,648.17869668861317,596.79853456367937,540.38621268984684,497.07357466978522,468.87200453491903,448.72905785103239,409.45294924287418,367.1598276496963,337.96024530447613,349.03566352307149,330.91243995228746,307.75643880970762,255.41038418438637,214.14502188707684,228.23481001690109,219.17698581717505,213.13864318787526,161.82018819187493,84.37301438003783,30.102209640499385,1,0,0,0,0,0,0,0,0,0,0,0,0,0,0,0,0,0,0,0,0,0,0,0,0,0,0,0,0,0,0,0,0,0,0,0,0,0]
[175,1873.0469740525225,1764.1253155737052,1691.5145850450635,1512.0183886409504,1389.0050683546133,1306.3300465626162,1190.3922589553699,1099.6661607109011,1031.1224832580795,970.64654035114972,946.45720448724194,914.20572024248941,829.55109114932395,759.01213117901898,694.5250906509001,639.1113040120789,580.68016153438612,529.30589383410154,487.00139698135308,451.75044323818958,432.61534908352962,406.43186161691915,375.21530131745635,334.93973913680242,302.72275148002575,315.81050907438771,297.68914776956171,306.74969472040391,290.64224575128782,268.49597068019642,198.04354533856682,154.77764754354726,133.65200941145397,87.389402877861457,46.176455080303917,0,0,0,0,0,0,0,0,0,0,0,0,0,0,0,0,0,0,0,0,0,0,0,0,0,0,0,0,0,0,0,0,0,0,0,0,0,0]
[180,1873.0469740525225,1765.1338192544852,1692.5230463933431,1510.0016939064622,1391.0215949408339,1309.3546523168495,1188.3760463622414,1097.6501079302609,1030.1145212448012,969.63863922794894,945.44932878769396,924.28418881946754,827.53560660155279,754.98152574436392,694.5250906509001,638.10382383678518,573.62851316240085,527.29131516049324,487.00139698135308,449.73618406200961,414.48814469174425,408.44591755181006,382.26398264116619,345.0081974980904,295.67573001326275,268.49597068019642,326.88518973280463,334.93973913680242,357.09073432669908,267.48936407825727,182.94959793098093,114.54120724389411,88.394889005535376,111.52399075900288,65.271902290436884,0,0,0,0,0,0,0,0,0,0,0,0,0,0,0,0,0,0,0,0,0,0,0,0,0,0,0,0,0,0,0,0,0,0,0,0,0,0]
[null,"AE - LED 238W Type III"]
[null,"Generic"]
[null,"LED"]
[null,"NA"]
[null,238]
[null,"TYPE III, SHORT"]
[]
[null,73]
[null,145]
[null,0,2.5,5,7.5,10,12.5,15,17.5,20,22.5,25,27.5,30,32.5,35,37.5,40,42.5,45,47.5,50,52.5,55,57.5,60,62.5,65,67.5,70,72.5,75,77.5,80,82.5,85,87.5,90,92.5,95,97.5,100,102.5,105,107.5,110,112.5,115,117.5,120,122.5,125,127.5,130,132.5,135,137.5,140,142.5,145,147.5,150,152.5,155,157.5,160,162.5,165,167.5,170,172.5,175,177.5,180]
[0,1671.3454846903555,1728.8280519702566,1810.5170757472663,1928.5187932018594,2105.0304305244067,2380.4177125827059,2795.0708403745029,3350.0544942360771,3842.5540734313845,4103.968357725772,4036.3421739838864,3883.9351038725899,4040.3795265036656,4213.9894454022169,4111.0338444573727,4196.8300023922084,4397.7007412170651,4600.5995882153038,4569.3061380464214,4634.9216812481945,4936.7649365653006,5043.7774006097743,4543.0601835779689,3767.8674901301706,3170.4307417026257,2873.7713748141391,2509.5482289208503,1977.9404854231839,1456.5602751816705,1055.3138646951068,765.05807938825171,544.41547606823053,366.15290577694071,215.15140531108909,100.46157902783952,28.093457349309364,3.0032976479526123,1,3.0032976479526123,2.001386774925161,1,1,0,1,1,2.001386774925161,2.001386774925161,1,0,0,2.001386774925161,2.001386774925161,2.001386774925161,4.0055490228453374,4.0055490228453374,4.0055490228453374,0,2.001386774925161,1,2.001386774925161,1,2.001386774925161,3.0032976479526123,2.001386774925161,2.001386774925161,4.0055490228453374,3.0032976479526123,2.001386774925161,2.001386774925161,2.001386774925161,1,0,8.016652840637061]
[2.5,1671.3454846903555,1730.8450192058197,1813.5426669071608,1930.5359805793269,2106.0391121736243,2378.4001028272392,2796.0798077079462,3364.1826201585659,3867.7863564026256,4134.2491004484245,4067.6317612288967,3933.3910590836172,4080.7532727081129,4237.2052734699027,4125.1648542930852,4171.5956547836668,4326.0322176631289,4519.8427347100214,4507.7293303851866,4589.4954363205525,4899.412072381645,5012.4810657928956,4529.9372630923535,3773.9231043401892,3177.4944087651411,2887.8973414107272,2513.5836663405926,1994.0784495437802,1470.6766888703037,1075.4737729959711,782.18852395600732,553.48142726268577,370.18060979006805,216.15779343785601,98.450358463414005,29.097816174642574,4.0055490228453374,1,5.0080536687636448,2.001386774925161,2.001386774925161,1,0,2.001386774925161,2.001386774925161,2.001386774925161,3.0032976479526123,0,2.001386774925161,1,2.001386774925161,1,2.001386774925161,3.0032976479526123,2.001386774925161,4.0055490228453374,1,2.001386774925161,0,3.0032976479526123,2.001386774925161,0,3.0032976479526123,2.001386774925161,2.001386774925161,4.0055490228453374,4.0055490228453374,2.001386774925161,3.0032976479526123,2.001386774925161,2.001386774925161,1,8.016652840637061]
[5,1671.3454846903555,1728.8280519702566,1814.5511984147977,1926.5016079322129,2099.9870295257483,2371.3384821575992,2786.9991148167296,3335.9264278362843,3829.433351632465,4127.1835739353946,4059.5570059429479,3898.0653129425432,4052.4916082287345,4227.1114195246219,4129.2022945641284,4162.5113269265767,4320.9851830181606,4516.8143805849077,4507.7293303851866,4595.552243121916,4876.192867626808,5018.5384057216352,4561.2304436673267,3799.154934525543,3215.840302794591,2928.2576251884852,2559.9916592749919,2044.5104236255195,1519.0768413494509,1103.6982773426655,808.38874968158041,575.64326104967381,379.24310317649696,226.22192864759808,102.47283981975923,31.106636592896205,4.0055490228453374,2.001386774925161,3.0032976479526123,2.001386774925161,2.001386774925161,1,1,2.001386774925161,2.001386774925161,2.001386774925161,3.0032976479526123,1,2.001386774925161,1,3.0032976479526123,3.0032976479526123,2.001386774925161,3.0032976479526123,3.0032976479526123,3.0032976479526123,2.001386774925161,4.0055490228453374,1,3.0032976479526123,2.001386774925161,2.001386774925161,5.0080536687636448,3.0032976479526123,1,3.0032976479526123,5.0080536687636448,2.001386774925161,3.0032976479526123,3.0032976479526123,2.001386774925161,1,8.016652840637061]
[7.5,1671.3454846903555,1728.8280519702566,1813.5426669071608,1922.4672437252057,2097.9696725127405,2369.3208801078295,2866.7084175069831,3298.5882550465558,3800.1642112224786,4123.1461356376903,4064.6037261183878,3887.9723012317586,4041.3888652634932,4243.2615973710872,4174.6237684632388,4191.7831207152003,4308.8723239112096,4531.9561714670817,4547.0980128894607,4620.7890238478967,4928.688617609404,5103.3419276609829,4716.6900400735003,3940.4562464366991,3336.9355734569467,3021.0883745974716,2640.7032053967155,2082.839556814723,1548.319349937213,1130.9154468603931,832.57432713971048,592.76890006969472,392.33375205940774,240.31246534296974,109.51255827368547,33.11558670666593,3.0032976479526123,2.001386774925161,4.0055490228453374,3.0032976479526123,3.0032976479526123,2.001386774925161,1,2.001386774925161,3.0032976479526123,2.001386774925161,3.0032976479526123,1,3.0032976479526123,2.001386774925161,3.0032976479526123,2.001386774925161,0,4.0055490228453374,4.0055490228453374,5.0080536687636448,2.001386774925161,3.0032976479526123,4.0055490228453374,4.0055490228453374,3.0032976479526123,1,5.0080536687636448,4.0055490228453374,2.001386774925161,4.0055490228453374,2.001386774925161,3.0032976479526123,3.0032976479526123,2.001386774925161,3.0032976479526123,2.001386774925161,8.016652840637061]
[10,1671.3454846903555,1727.8195692338438,1814.5511984147977,1918.4328879759823,2089.9002638583675,2361.2504890871387,2772.8736513268914,3299.5973893215578,3817.3219559835075,4141.3146390245611,4089.8374207393008,3915.2234927308177,4053.5009500064052,4266.4775855495036,4227.1114195246219,4235.1865007572915,4364.3898727091646,4606.6564096290031,4658.1397118030727,4747.9844793783241,5042.7678383875827,5259.8282957336651,4919.6027745882038,4137.2771869337084,3461.0627817797167,3149.2398349873142,2772.8736513268914,2181.6915954075671,1596.7219510268928,1164.1817634666452,866.83842546287576,622.99181331659202,418.51634508443101,257.42350858200774,122.58750062023773,36.12923810708449,5.0080536687636448,3.0032976479526123,3.0032976479526123,2.001386774925161,4.0055490228453374,3.0032976479526123,1,5.0080536687636448,2.001386774925161,4.0055490228453374,4.0055490228453374,2.001386774925161,3.0032976479526123,2.001386774925161,3.0032976479526123,2.001386774925161,4.0055490228453374,2.001386774925161,4.0055490228453374,4.0055490228453374,3.0032976479526123,3.0032976479526123,5.0080536687636448,4.0055490228453374,3.0032976479526123,3.0032976479526123,5.0080536687636448,3.0032976479526123,3.0032976479526123,5.0080536687636448,4.0055490228453374,3.0032976479526123,4.0055490228453374,2.001386774925161,2.001386774925161,2.001386774925161,8.016652840637061]
[12.5,1671.3454846903555,1726.8110870854687,1815.5597304824182,1918.4328879759823,2090.9089382404209,2354.1889195451522,2770.8557338308706,3292.5334558765348,3801.1734881871989,4140.3052756330453,4116.0806281226387,3936.4189949695879,4077.7252278514898,4328.05103316855,4273.5433461636621,4286.6655039669922,4452.2099779918444,4722.7470121803753,4810.5739748260203,4897.3930067271458,5174.0126057264933,5427.4253031691824,5142.715471402501,4371.4557933550677,3615.4711093933429,3281.4330196360124,2876.7983618283301,2238.1804971586125,1638.0670020974976,1196.4409171809359,890.01785088596125,647.1712023231205,440.67212988461301,273.5290599615526,133.65200941145397,40.147827669756929,6.010760193776199,3.0032976479526123,5.0080536687636448,3.0032976479526123,3.0032976479526123,3.0032976479526123,2.001386774925161,3.0032976479526123,2.001386774925161,3.0032976479526123,4.0055490228453374,1,4.0055490228453374,2.001386774925161,4.0055490228453374,3.0032976479526123,2.001386774925161,2.001386774925161,2.001386774925161,6.010760193776199,3.0032976479526123,4.0055490228453374,4.0055490228453374,3.0032976479526123,3.0032976479526123,1,6.010760193776199,5.0080536687636448,3.0032976479526123,5.0080536687636448,4.0055490228453374,4.0055490228453374,5.0080536687636448,3.0032976479526123,3.0032976479526123,3.0032976479526123,8.016652840637061]
[15,1671.3454846903555,1726.8110870854687,1814.5511984147977,1917.4243003622842,2087.8829165535226,2345.1097898073535,2749.6676889645851,3254.1866536225034,3757.774821393813,4094.8841783582679,4142.3240026618378,3982.8476355252842,4116.0806281226387,4373.4746299218077,4342.1827680225833,4373.4746299218077,4539.0223578516579,4805.5264045701106,4952.9176140535174,4992.2899855605283,5304.2510861498295,5629.3562626633275,5410.2615138478914,4588.4859692963882,3818.33123748973,3430.7874366362989,2993.8442682929112,2292.6532876025276,1673.3623838322726,1219.6277220456941,916.22140511708278,670.34396430528011,461.8218729131101,294.66902626557766,150.7534814279953,44.166819783667599,6.010760193776199,3.0032976479526123,5.0080536687636448,4.0055490228453374,4.0055490228453374,2.001386774925161,2.001386774925161,3.0032976479526123,3.0032976479526123,4.0055490228453374,3.0032976479526123,2.001386774925161,3.0032976479526123,3.0032976479526123,4.0055490228453374,4.0055490228453374,3.0032976479526123,3.0032976479526123,2.001386774925161,4.0055490228453374,4.0055490228453374,3.0032976479526123,3.0032976479526123,4.0055490228453374,4.0055490228453374,2.001386774925161,6.010760193776199,6.010760193776199,4.0055490228453374,5.0080536687636448,5.0080536687636448,3.0032976479526123,5.0080536687636448,4.0055490228453374,2.001386774925161,2.001386774925161,8.016652840637061]
[17.5,1671.3454846903555,1724.7941245541988,1812.5341359598203,1910.3642019219667,2077.7962092756316,2329.977985011195,2717.3814584658967,3211.8038712910957,3732.5432681866682,4102.9590034699058,4201.8768901322728,4058.5476626597288,4155.4457522840712,4449.1816694934432,4453.219414615317,4462.3043545067949,4616.751129659031,4886.2881605009807,5095.2653407374028,5130.6005026840066,5454.685550533577,5769.7025581433136,5598.0564833873996,4722.7470121803753,3830.4426363322,3345.0087493901683,2964.5823559770597,2342.0834210246758,1722.7771643791923,1235.7579335016051,933.35490444308982,691.50240325002358,483.97978406127578,312.79020839351324,161.82018819187493,48.186177781824156,6.010760193776199,4.0055490228453374,5.0080536687636448,3.0032976479526123,4.0055490228453374,5.0080536687636448,3.0032976479526123,4.0055490228453374,3.0032976479526123,5.0080536687636448,4.0055490228453374,2.001386774925161,4.0055490228453374,3.0032976479526123,5.0080536687636448,3.0032976479526123,3.0032976479526123,4.0055490228453374,4.0055490228453374,5.0080536687636448,4.0055490228453374,4.0055490228453374,4.0055490228453374,5.0080536687636448,4.0055490228453374,4.0055490228453374,5.0080536687636448,5.0080536687636448,5.0080536687636448,6.010760193776199,6.010760193776199,3.0032976479526123,6.010760193776199,4.0055490228453374,3.0032976479526123,4.0055490228453374,8.016652840637061]
[20,1671.3454846903555,1725.8026055254718,1812.5341359598203,1909.3556185560697,2073.7615400479999,2327.9604184420573,2690.1402493831206,3162.3579985989209,3724.4692070921024,4123.1461356376903,4262.4400133030322,4145.3520950476795,4227.1114195246219,4525.8994490399446,4549.1169288886786,4561.2304436673267,4675.3009391612513,4937.7744773633103,5121.5142948962093,5099.3036326017664,5221.4634600666695,5536.4671065347065,5608.1531673246654,4989.2613305539217,4165.5394340137464,3669.969753976713,3290.5151919573705,2588.2404152839531,1821.6109346304568,1262.9781408969488,949.48083801458813,719.71465807976961,503.11697942016013,332.92608346097444,169.86918038037837,52.205871129025049,7.0136346326260179,5.0080536687636448,6.010760193776199,4.0055490228453374,5.0080536687636448,4.0055490228453374,4.0055490228453374,4.0055490228453374,3.0032976479526123,4.0055490228453374,4.0055490228453374,1,5.0080536687636448,2.001386774925161,5.0080536687636448,4.0055490228453374,2.001386774925161,5.0080536687636448,4.0055490228453374,4.0055490228453374,5.0080536687636448,6.010760193776199,5.0080536687636448,5.0080536687636448,4.0055490228453374,4.0055490228453374,6.010760193776199,7.0136346326260179,4.0055490228453374,5.0080536687636448,5.0080536687636448,3.0032976479526123,4.0055490228453374,4.0055490228453374,4.0055490228453374,3.0032976479526123,8.016652840637061]
[22.5,1671.3454846903555,1722.7771643791923,1809.5085464826784,1903.3041295474241,2063.67490132071,2307.7848490756414,2665.9260725731801,3135.1126429229589,3703.2748800106847,4113.0525571811804,4316.9475595420645,4270.5151616131225,4291.7124984294524,4608.6753518686546,4676.3104250855085,4570.3156008468741,4626.8458717396161,4801.4883521786051,4985.223126735651,5095.2653407374028,5417.328949931567,6009.0058622173365,6239.2306912937966,5622.2885553375536,4613.7227113325334,3917.2421070627061,3428.7690897572511,2844.5106650587786,2014.2510880530133,1309.3546523168495,963.59125450600254,731.80596523781946,525.27674417612116,346.01505962239901,183.95582347890559,58.235984471133037,8.016652840637061,5.0080536687636448,5.0080536687636448,5.0080536687636448,5.0080536687636448,5.0080536687636448,2.001386774925161,4.0055490228453374,3.0032976479526123,5.0080536687636448,4.0055490228453374,2.001386774925161,5.0080536687636448,4.0055490228453374,5.0080536687636448,4.0055490228453374,3.0032976479526123,4.0055490228453374,4.0055490228453374,6.010760193776199,4.0055490228453374,6.010760193776199,5.0080536687636448,6.010760193776199,5.0080536687636448,3.0032976479526123,6.010760193776199,6.010760193776199,4.0055490228453374,6.010760193776199,5.0080536687636448,4.0055490228453374,5.0080536687636448,5.0080536687636448,5.0080536687636448,5.0080536687636448,8.016652840637061]
[25,1671.3454846903555,1724.7941245541988,1807.4914896384403,1899.2698142163651,2058.6316004112473,2292.6532876025276,2637.6764774638991,3096.7677287200486,3658.8681122623229,4111.0338444573727,4386.5970902792023,4364.3898727091646,4363.3804564065149,4625.836396540647,4665.206091902749,4576.3723823254804,4583.438637504436,4849.9452039784919,5231.5594422344766,5421.3674889728254,5651.5691147753441,6230.1427061067207,6486.6308602163654,6308.9056823221408,5486.9941680401444,4548.1074707771595,3692.1731379515668,2937.3387659004638,2193.7962383350541,1380.9389912984341,962.58336073208568,733.8212025910484,541.39352572941186,362.12524602494449,195.02466099770112,65.271902290436884,8.016652840637061,6.010760193776199,5.0080536687636448,6.010760193776199,5.0080536687636448,5.0080536687636448,3.0032976479526123,4.0055490228453374,4.0055490228453374,7.0136346326260179,4.0055490228453374,3.0032976479526123,5.0080536687636448,4.0055490228453374,6.010760193776199,5.0080536687636448,5.0080536687636448,5.0080536687636448,5.0080536687636448,7.0136346326260179,4.0055490228453374,6.010760193776199,5.0080536687636448,5.0080536687636448,5.0080536687636448,5.0080536687636448,7.0136346326260179,6.010760193776199,7.0136346326260179,5.0080536687636448,7.0136346326260179,5.0080536687636448,5.0080536687636448,7.0136346326260179,7.0136346326260179,6.010760193776199,8.016652840637061]
[27.5,1671.3454846903555,1724.7941245541988,1807.4914896384403,1895.2355074461827,2048.5450356512083,2271.4692692998578,2598.3293315363621,3043.2874576070399,3606.3880814188237,4110.0244884667936,4402.7478645426254,4467.3515513220582,4400.729014518427,4506.7198814914591,4618.7700763126541,4667.2250596102003,4780.2886328494824,5019.5479630867667,5411.271147009742,5670.7530118010773,5923.1786675475278,6975.3998004097275,7170.311146936835,6325.0623120872579,5633.394956544561,5077.0930669519212,4549.1169288886786,3427.7599167627723,2321.9077292215643,1495.8849063069583,973.67024998967611,737.85169386875282,557.51078666996455,375.21530131745635,200.05616048375992,67.282307497705418,10.023052380778998,8.016652840637061,7.0136346326260179,7.0136346326260179,6.010760193776199,6.010760193776199,5.0080536687636448,6.010760193776199,6.010760193776199,6.010760193776199,5.0080536687636448,4.0055490228453374,5.0080536687636448,5.0080536687636448,6.010760193776199,5.0080536687636448,7.0136346326260179,5.0080536687636448,5.0080536687636448,6.010760193776199,5.0080536687636448,6.010760193776199,6.010760193776199,6.010760193776199,6.010760193776199,5.0080536687636448,7.0136346326260179,7.0136346326260179,5.0080536687636448,6.010760193776199,6.010760193776199,6.010760193776199,6.010760193776199,6.010760193776199,7.0136346326260179,6.010760193776199,8.016652840637061]
[30,1671.3454846903555,1723.7856441719903,1802.448857371257,1889.1840633823624,2034.4239283939207,2251.2941972408598,2557.9739028641316,2981.7358559689492,3542.8075287426982,4109.01513272385,4430.0024302126021,4524.8899960890267,4398.7101654194566,4437.0684561052667,4740.9179750236162,4871.1452290168863,4900.4216055206289,5122.5238727445576,5626.3272441518729,6298.8078097024218,5997.8987441340623,6236.2013614277903,8085.3521115891772,8145.9546401521047,6140.2733464891198,4920.6123118744053,4471.3893128761338,3799.154934525543,2739.5782010403482,1627.9827461528605,998.86819238794283,743.89747198798739,569.59903862060082,387.29883465531185,212.13226923574965,73.313876394686872,11.02640849775289,8.016652840637061,8.016652840637061,7.0136346326260179,6.010760193776199,6.010760193776199,5.0080536687636448,6.010760193776199,6.010760193776199,6.010760193776199,6.010760193776199,5.0080536687636448,6.010760193776199,5.0080536687636448,5.0080536687636448,6.010760193776199,6.010760193776199,6.010760193776199,6.010760193776199,6.010760193776199,6.010760193776199,6.010760193776199,8.016652840637061,6.010760193776199,7.0136346326260179,7.0136346326260179,8.016652840637061,7.0136346326260179,7.0136346326260179,7.0136346326260179,7.0136346326260179,6.010760193776199,7.0136346326260179,6.010760193776199,7.0136346326260179,6.010760193776199,8.016652840637061]
[32.5,1671.3454846903555,1724.7941245541988,1802.448857371257,1883.1326386831654,2018.2856400391497,2229.101826654532,2517.6191102325738,2924.2215716754254,3463.0811475551609,4075.7065325282688,4401.7384394149003,4501.6726404120145,4405.7761413128082,4512.7765782402139,4856.0023445605138,5085.1696250705727,5140.6963079676461,5366.8474664144433,5643.4917038979456,5916.110600760162,7012.7658074170213,7061.2409235510313,7150.1128316154964,8131.8140097439127,7168.2913128442315,5717.1985042458618,4863.0690181118598,4202.8862684072046,3201.7128147175085,1877.0812334106956,1082.5298304583089,774.1270910823755,590.7540930733503,406.43186161691915,224.20906517072982,78.340564620239888,12.029855959070284,10.023052380778998,11.02640849775289,7.0136346326260179,7.0136346326260179,7.0136346326260179,8.016652840637061,7.0136346326260179,7.0136346326260179,8.016652840637061,7.0136346326260179,6.010760193776199,7.0136346326260179,7.0136346326260179,6.010760193776199,6.010760193776199,8.016652840637061,7.0136346326260179,7.0136346326260179,8.016652840637061,7.0136346326260179,8.016652840637061,7.0136346326260179,9.0197967621976929,6.010760193776199,6.010760193776199,8.016652840637061,10.023052380778998,8.016652840637061,9.0197967621976929,8.016652840637061,7.0136346326260179,8.016652840637061,8.016652840637061,8.016652840637061,8.016652840637061,8.016652840637061]
[35,1671.3454846903555,1722.7771643791923,1801.4403326077718,1879.0983663391421,2003.1561117669282,2210.9445966128064,2477.2649638170815,2865.6994250240832,3372.2558615998032,3992.9408900203002,4308.8723239112096,4437.0684561052667,4531.9561714670817,4611.7037668846942,4888.3072215775901,5337.5684230423976,5448.6277060002521,5285.0684717834702,5966.5969765750197,6624.9771287026288,6456.3364481467797,7186.4698401269225,7675.2871017684447,8425.7421019818721,8304.5333793880764,6591.6525788756844,5091.2270520704215,4129.2022945641284,3399.5031937445578,2292.6532876025276,1238.7823716493383,794.28082863136376,605.86531128107947,423.55165000090165,234.2735599181982,84.37301438003783,14.036995597894803,11.02640849775289,12.029855959070284,10.023052380778998,8.016652840637061,8.016652840637061,7.0136346326260179,8.016652840637061,7.0136346326260179,9.0197967621976929,7.0136346326260179,7.0136346326260179,7.0136346326260179,8.016652840637061,8.016652840637061,6.010760193776199,9.0197967621976929,7.0136346326260179,8.016652840637061,9.0197967621976929,8.016652840637061,9.0197967621976929,8.016652840637061,8.016652840637061,10.023052380778998,8.016652840637061,11.02640849775289,10.023052380778998,9.0197967621976929,8.016652840637061,10.023052380778998,8.016652840637061,10.023052380778998,9.0197967621976929,10.023052380778998,10.023052380778998,8.016652840637061]
[37.5,1671.3454846903555,1722.7771643791923,1801.4403326077718,1878.0897996043796,1994.0784495437802,2190.7700713335016,2441.9556240536649,2802.1336193422089,3277.3965066608112,3895.0374066849859,4233.1677290059943,4484.5120630662686,4627.8553471585974,4760.0985112790813,5057.9112928987379,5422.3771242028279,5420.3578539306636,5851.4886682693814,5811.1003220107104,6422.0029528389696,6949.1427258603298,7332.9096422437751,8166.1555832635459,8435.8429078411082,8116.6633615672254,6899.6585089162381,5622.2885553375536,4648.0449016700122,3765.8489542199927,2591.2670860414801,1459.5852095112941,850.71397201382797,625.00672708558386,440.67212988461301,247.35804637556123,89.400386559498514,15.040675804218308,12.029855959070284,13.03338714150617,10.023052380778998,9.0197967621976929,9.0197967621976929,9.0197967621976929,9.0197967621976929,9.0197967621976929,9.0197967621976929,8.016652840637061,7.0136346326260179,8.016652840637061,8.016652840637061,10.023052380778998,7.0136346326260179,10.023052380778998,8.016652840637061,9.0197967621976929,10.023052380778998,9.0197967621976929,9.0197967621976929,10.023052380778998,10.023052380778998,9.0197967621976929,10.023052380778998,12.029855959070284,11.02640849775289,9.0197967621976929,10.023052380778998,10.023052380778998,10.023052380778998,11.02640849775289,9.0197967621976929,11.02640849775289,9.0197967621976929,8.016652840637061]
[40,1671.3454846903555,1725.8026055254718,1807.4914896384403,1870.0212852294442,1983.9922066112313,2161.5173398079901,2404.6291624916507,2746.6408386977132,3209.78565743934,3746.6729170638746,4149.389554999234,4537.0034463339516,4810.5739748260203,5017.5288485593946,4992.2899855605283,5377.9533522428537,5985.7819114794156,5730.3244727337515,6022.13248275553,6511.8763116062046,7304.631382055637,7547.0199750835736,7594.4886598364583,8161.1053428006571,8664.1243150175942,7742.9564510977207,6139.2635858328067,5015.5097348437275,4278.5903251773507,3144.1944019675352,1785.3040133183388,961.57546801245155,646.16370952449347,444.70057563922984,255.41038418438637,93.422488515161888,17.048232921663399,12.029855959070284,15.040675804218308,11.02640849775289,10.023052380778998,10.023052380778998,11.02640849775289,11.02640849775289,9.0197967621976929,10.023052380778998,11.02640849775289,9.0197967621976929,10.023052380778998,10.023052380778998,11.02640849775289,10.023052380778998,11.02640849775289,9.0197967621976929,10.023052380778998,11.02640849775289,9.0197967621976929,10.023052380778998,10.023052380778998,11.02640849775289,10.023052380778998,11.02640849775289,13.03338714150617,12.029855959070284,10.023052380778998,12.029855959070284,12.029855959070284,12.029855959070284,12.029855959070284,11.02640849775289,11.02640849775289,10.023052380778998,8.016652840637061]
[42.5,1671.3454846903555,1725.8026055254718,1809.5085464826784,1872.0384105685773,1970.8801674197155,2140.3345739099573,2374.3648884472714,2701.2384866414727,3094.7495884289274,3583.1760027816035,4114.0619139143009,4586.4670359136835,4919.6027745882038,5189.156448366497,5160.8879779183026,5440.5505904235724,5794.9450619177715,6020.1130008106784,6202.8788300837459,6788.5727864914925,7040.0330192007277,7393.506280387408,7715.6866419462222,8213.6279958637042,8621.6998773188061,8442.9134791324304,7188.489679329452,5602.0951547810828,4368.4275402514786,3414.6406948766157,2208.9271357812904,1152.0848097396088,678.4042444537622,454.77184881299468,262.45638811906474,97.444763521530547,20.060004479273225,15.040675804218308,16.044422974417238,14.036995597894803,14.036995597894803,12.029855959070284,11.02640849775289,10.023052380778998,10.023052380778998,12.029855959070284,10.023052380778998,9.0197967621976929,11.02640849775289,11.02640849775289,10.023052380778998,10.023052380778998,11.02640849775289,10.023052380778998,10.023052380778998,11.02640849775289,11.02640849775289,10.023052380778998,12.029855959070284,11.02640849775289,10.023052380778998,11.02640849775289,14.036995597894803,13.03338714150617,13.03338714150617,12.029855959070284,13.03338714150617,11.02640849775289,14.036995597894803,11.02640849775289,12.029855959070284,11.02640849775289,8.016652840637061]
[45,1671.3454846903555,1723.7856441719903,1812.5341359598203,1870.0212852294442,1956.7596073044258,2114.108582722447,2337.0394817375332,2628.5963144995176,2978.7087605553952,3439.8700122614036,4035.33283648415,4590.5049035665306,5105.3610763878687,5284.0588624255679,5330.5010917510726,5453.6759093110832,5860.5760846259909,6305.8763188397024,6456.3364481467797,6475.5228926777727,6935.0043421314558,7552.0698210190085,7728.8165380581086,8337.8656030052189,9026.7606129169635,8823.7228597445483,7532.880424429547,6009.0058622173365,4929.6981567563171,3922.2886474376769,2686.1045380743644,1450.5104253628438,768.08107141579546,459.80756926967933,268.49597068019642,103.4784850535453,21.064032395764698,16.044422974417238,17.048232921663399,14.036995597894803,13.03338714150617,13.03338714150617,12.029855959070284,12.029855959070284,11.02640849775289,12.029855959070284,11.02640849775289,9.0197967621976929,11.02640849775289,12.029855959070284,11.02640849775289,11.02640849775289,12.029855959070284,11.02640849775289,10.023052380778998,12.029855959070284,11.02640849775289,12.029855959070284,12.029855959070284,13.03338714150617,12.029855959070284,13.03338714150617,13.03338714150617,14.036995597894803,12.029855959070284,14.036995597894803,13.03338714150617,11.02640849775289,13.03338714150617,13.03338714150617,12.029855959070284,12.029855959070284,8.016652840637061]
[47.5,1671.3454846903555,1722.7771643791923,1813.5426669071608,1872.0384105685773,1946.6735552179014,2087.8829165535226,2303.7497562979956,2553.9383948137743,2849.5555936496726,3313.7253015026035,3941.4655599493135,4529.9372630923535,5139.6867265473093,5355.741603544996,5601.0854866598975,5361.7993440793198,5989.8208529774965,6445.2285325996017,6396.7578526321122,6548.2299332818884,7113.7560077879734,7448.0436790479316,8245.9497954258113,8457.0546394562607,8586.3463384999995,8745.9434586100269,8320.6944408472391,7007.7163353641718,5648.5400843439129,4484.5120630662686,3152.2670986761445,1832.7048610100917,931.33918221922693,496.0663476570511,270.50919518025506,104.48414005107793,22.068108142325048,16.044422974417238,17.048232921663399,15.040675804218308,13.03338714150617,13.03338714150617,13.03338714150617,14.036995597894803,12.029855959070284,13.03338714150617,13.03338714150617,12.029855959070284,11.02640849775289,12.029855959070284,12.029855959070284,12.029855959070284,12.029855959070284,11.02640849775289,11.02640849775289,12.029855959070284,12.029855959070284,11.02640849775289,12.029855959070284,14.036995597894803,13.03338714150617,12.029855959070284,14.036995597894803,14.036995597894803,13.03338714150617,13.03338714150617,14.036995597894803,12.029855959070284,14.036995597894803,14.036995597894803,13.03338714150617,12.029855959070284,8.016652840637061]
[50,1671.3454846903555,1722.7771643791923,1815.5597304824182,1877.0812334106956,1936.5875553367143,2065.6922251337533,2273.4867863779655,2483.318044173941,2747.6497884165942,3213.8220864097789,3773.9231043401892,4518.8332831096877,5024.5957529542566,5476.897704601025,5537.4767629527105,5677.8207796916076,5997.8987441340623,6273.5631989628328,6612.8590911638121,6693.6464251745992,7173.3408991414635,7871.2268349055739,8038.8904801576437,7993.43914375851,8434.8328267112392,9172.223307083681,9041.9128682754163,7859.1067087700985,6091.8050226118276,4640.9785476059524,3490.3292002664198,2252.302946567509,1153.0928843885954,547.4374431647625,273.5290599615526,106.49547896400243,23.072229545451361,17.048232921663399,18.052101952375242,15.040675804218308,14.036995597894803,14.036995597894803,13.03338714150617,14.036995597894803,13.03338714150617,12.029855959070284,12.029855959070284,11.02640849775289,12.029855959070284,13.03338714150617,13.03338714150617,12.029855959070284,14.036995597894803,12.029855959070284,12.029855959070284,13.03338714150617,10.023052380778998,13.03338714150617,13.03338714150617,14.036995597894803,14.036995597894803,14.036995597894803,14.036995597894803,14.036995597894803,13.03338714150617,13.03338714150617,12.029855959070284,11.02640849775289,14.036995597894803,13.03338714150617,12.029855959070284,12.029855959070284,8.016652840637061]
[52.5,1671.3454846903555,1724.7941245541988,1819.5938643465445,1877.0812334106956,1928.5187932018594,2045.5190758868755,2230.1105660002718,2420.7702645484264,2666.9349922340652,3069.5229459997654,3620.5172458997545,4308.8723239112096,4882.2500408485312,5508.1968016335077,5573.8245162247067,5878.7509595481797,6081.7075035257594,6062.5222634265783,6681.5282626868266,6968.3305783022861,7392.4963323413303,7616.7081461448543,7849.0066179198338,8278.2717215545199,8725.7411295616275,9152.0200164657363,9024.7403141213636,8000.5093347227503,6384.6402398621567,5188.1468574821529,4065.6130709049071,2826.3489962567992,1581.5959786041019,679.41178622263476,290.64224575128782,106.49547896400243,23.072229545451361,19.056026783849234,18.052101952375242,16.044422974417238,14.036995597894803,15.040675804218308,12.029855959070284,14.036995597894803,14.036995597894803,14.036995597894803,13.03338714150617,12.029855959070284,11.02640849775289,13.03338714150617,12.029855959070284,11.02640849775289,13.03338714150617,12.029855959070284,13.03338714150617,13.03338714150617,13.03338714150617,12.029855959070284,12.029855959070284,14.036995597894803,13.03338714150617,12.029855959070284,14.036995597894803,14.036995597894803,13.03338714150617,13.03338714150617,14.036995597894803,13.03338714150617,14.036995597894803,13.03338714150617,12.029855959070284,11.02640849775289,8.016652840637061]
[55,1671.3454846903555,1723.7856441719903,1819.5938643465445,1876.0726677583752,1920.4500647922634,2030.3893442756496,2178.6654451444333,2356.2065086863936,2606.400492722641,2931.2846689707371,3496.3843520086962,4046.4355628388789,4715.6805454775331,5320.4049204330613,5756.5764997508313,5987.8013818882409,6073.6295003142841,6271.5436344822883,6537.1218607712681,7174.3508168271082,7316.7506230551508,7538.9402286089853,8069.1915138045424,8621.6998773188061,8704.5287343524524,8576.2453540924707,8437.8630704633124,8044.9506777727765,7324.8301281979493,6013.0448193347393,4658.1397118030727,3306.6613378743223,1986.0094511080301,875.9085625698043,326.88518973280463,108.50685582932681,24.076394620737908,17.048232921663399,18.052101952375242,16.044422974417238,14.036995597894803,12.029855959070284,13.03338714150617,14.036995597894803,12.029855959070284,12.029855959070284,12.029855959070284,11.02640849775289,13.03338714150617,14.036995597894803,12.029855959070284,11.02640849775289,12.029855959070284,13.03338714150617,12.029855959070284,15.040675804218308,13.03338714150617,12.029855959070284,11.02640849775289,14.036995597894803,12.029855959070284,13.03338714150617,15.040675804218308,13.03338714150617,12.029855959070284,13.03338714150617,13.03338714150617,11.02640849775289,14.036995597894803,13.03338714150617,13.03338714150617,12.029855959070284,8.016652840637061]
[57.5,1671.3454846903555,1722.7771643791923,1816.5682631097154,1874.0555380789974,1913.389955210263,2017.2770012866408,2129.2389228451902,2284.5831622360674,2515.601387478202,2810.2053885076148,3343.999601333046,3790.0714563151123,4556.1831419322725,5035.700908488021,5708.1113129242794,5991.8403247469259,6086.7562609769975,6445.2285325996017,6589.6329145899426,7002.6668669461233,7241.005697139075,7680.337032696053,8233.8291057313745,8655.0333465770618,8267.161045202758,7928.7976881685918,8403.5203716925607,8642.9120701636966,7989.399037440664,6519.9548767191745,5131.6100823199376,3863.7491800486409,2449.017451437222,1134.9476761605938,371.18754265259679,113.53545948863409,25.080601549217004,19.056026783849234,18.052101952375242,16.044422974417238,16.044422974417238,13.03338714150617,14.036995597894803,13.03338714150617,12.029855959070284,12.029855959070284,12.029855959070284,11.02640849775289,13.03338714150617,11.02640849775289,12.029855959070284,11.02640849775289,13.03338714150617,12.029855959070284,13.03338714150617,13.03338714150617,13.03338714150617,13.03338714150617,11.02640849775289,12.029855959070284,12.029855959070284,11.02640849775289,13.03338714150617,12.029855959070284,13.03338714150617,13.03338714150617,14.036995597894803,11.02640849775289,13.03338714150617,12.029855959070284,14.036995597894803,10.023052380778998,8.016652840637061]
[60,1671.3454846903555,1719.7517285407014,1810.5170757472663,1868.0041620639367,1909.3556185560697,2002.1474805981763,2092.9262884626178,2213.9707913078155,2435.9026453891524,2718.3903973918368,3126.0309101600064,3567.0285583565583,4220.0457360864184,4880.2309822733505,5478.9169958024386,5713.1597507646329,6189.751821329467,6508.8468522694202,6736.0601662177596,6761.3065674228365,7051.1419135316619,7767.1963620121278,8230.7989360918291,8077.2718086592395,8096.4625412884388,8386.3490748494351,8615.639260362228,8496.4479962216519,7815.6764103248361,7165.2615627714295,6015.0642989099097,4579.4007760684681,2924.2215716754254,1418.2449879814724,440.67212988461301,117.55850313942643,25.080601549217004,21.064032395764698,17.048232921663399,18.052101952375242,15.040675804218308,14.036995597894803,13.03338714150617,14.036995597894803,11.02640849775289,12.029855959070284,11.02640849775289,12.029855959070284,12.029855959070284,13.03338714150617,12.029855959070284,10.023052380778998,11.02640849775289,12.029855959070284,10.023052380778998,13.03338714150617,12.029855959070284,13.03338714150617,12.029855959070284,12.029855959070284,11.02640849775289,12.029855959070284,14.036995597894803,13.03338714150617,10.023052380778998,14.036995597894803,11.02640849775289,11.02640849775289,11.02640849775289,12.029855959070284,11.02640849775289,11.02640849775289,8.016652840637061]
[62.5,1671.3454846903555,1714.7093472969634,1802.448857371257,1859.9356911850903,1901.2869708129176,1987.0180741241566,2059.6402596066764,2156.4738052312582,2358.2240995535481,2649.783409973666,2933.3026998939999,3400.5123583950576,3813.2848326251697,4548.1074707771595,5174.0126057264933,5520.3126288854728,6040.3078506765314,6541.1611576859987,6752.2178521216738,6892.5893639503784,6956.2119285046247,7406.6356175212795,7800.5263628677794,7847.9966095486507,8406.5506041878689,8812.6114746495787,8538.8718152334204,8345.9461621315077,8364.1274487307455,7666.1972344647302,6655.2723193394622,5039.7391529326314,3353.0819447885815,1627.9827461528605,528.29860353797324,116.55272914527278,26.08484865749011,20.060004479273225,18.052101952375242,17.048232921663399,16.044422974417238,15.040675804218308,14.036995597894803,13.03338714150617,12.029855959070284,12.029855959070284,13.03338714150617,11.02640849775289,12.029855959070284,12.029855959070284,12.029855959070284,12.029855959070284,12.029855959070284,11.02640849775289,12.029855959070284,12.029855959070284,12.029855959070284,12.029855959070284,10.023052380778998,12.029855959070284,11.02640849775289,12.029855959070284,13.03338714150617,13.03338714150617,12.029855959070284,12.029855959070284,11.02640849775289,11.02640849775289,12.029855959070284,11.02640849775289,11.02640849775289,10.023052380778998,8.016652840637061]
[65,1671.3454846903555,1712.6923989447016,1793.3721548322997,1849.850151775712,1901.2869708129176,1965.8370985958388,2021.3115593170608,2108.0564769196958,2270.4605114320148,2549.9028931335961,2779.9363741089437,3249.1410552393327,3518.5866645549195,4150.3989206004999,4761.1080153287685,5256.7994827273351,5788.8868509759295,6433.1108283607846,6697.6858175428843,6909.7572999885679,7087.4984170789148,6949.1427258603298,7185.4599207383253,7763.1563716052606,8555.0333255387141,8699.4781716714151,8641.9019645621611,8771.1964354659904,8494.4278196340056,7769.2163580028564,6973.3800219341192,5741.4310849175608,3893.0188038195333,1894.226932093404,565.56959255578886,118.56428573008029,25.080601549217004,19.056026783849234,18.052101952375242,16.044422974417238,15.040675804218308,13.03338714150617,14.036995597894803,12.029855959070284,10.023052380778998,12.029855959070284,12.029855959070284,11.02640849775289,12.029855959070284,11.02640849775289,12.029855959070284,10.023052380778998,11.02640849775289,10.023052380778998,10.023052380778998,11.02640849775289,10.023052380778998,12.029855959070284,10.023052380778998,11.02640849775289,10.023052380778998,12.029855959070284,12.029855959070284,11.02640849775289,11.02640849775289,11.02640849775289,12.029855959070284,10.023052380778998,12.029855959070284,10.023052380778998,11.02640849775289,9.0197967621976929,8.016652840637061]
[67.5,1671.3454846903555,1706.6415681363681,1778.2444193679287,1835.7304889559762,1892.2097829975603,1944.656351056595,1990.0439462403338,2049.5536898985906,2184.7177498639853,2412.6997000353836,2639.6942957005026,2983.7539212837764,3321.7984212107694,3765.8489542199927,4311.9005355025902,4918.5932375089596,5376.9437253109763,6150.3709621715225,6547.2201077298423,6735.0503121333777,7072.3498512373199,7029.9340395499557,6761.3065674228365,7410.67541824198,8129.7939216899022,8530.7910715365124,8904.5333525636379,8876.2495963971178,8680.286060212442,8072.2216234282223,7316.7506230551508,6063.5320113950511,4348.2392398910824,2113.0998972186903,637.09634525057652,116.55272914527278,27.089134400918912,21.064032395764698,17.048232921663399,16.044422974417238,16.044422974417238,14.036995597894803,13.03338714150617,12.029855959070284,12.029855959070284,11.02640849775289,11.02640849775289,11.02640849775289,11.02640849775289,12.029855959070284,12.029855959070284,10.023052380778998,12.029855959070284,11.02640849775289,11.02640849775289,12.029855959070284,11.02640849775289,10.023052380778998,11.02640849775289,11.02640849775289,11.02640849775289,12.029855959070284,12.029855959070284,12.029855959070284,10.023052380778998,12.029855959070284,10.023052380778998,9.0197967621976929,10.023052380778998,11.02640849775289,10.023052380778998,9.0197967621976929,8.016652840637061]
[70,1671.3454846903555,1700.5907587595589,1767.1508283426058,1817.5767962963719,1873.0469740525225,1918.4328879759823,1965.8370985958388,1996.0957042545253,2112.0912121959464,2278.5305868948162,2515.601387478202,2729.4887502371312,3107.8675237841871,3457.0260537570985,3922.2886474376769,4533.9750807403116,4919.6027745882038,5576.8535063739664,6169.5564775730045,6543.1808070779116,6779.4840346240635,6898.6486306208153,6786.5530628031847,7105.6767387791588,7400.5759205678924,8096.4625412884388,8705.5388472400064,8919.6854017323549,8730.7917074473062,8424.7320220610236,7406.6356175212795,6118.0586504188605,4484.5120630662686,2542.8407805517922,697.5477911939663,126.61084744487482,26.08484865749011,19.056026783849234,17.048232921663399,16.044422974417238,15.040675804218308,13.03338714150617,13.03338714150617,14.036995597894803,11.02640849775289,12.029855959070284,12.029855959070284,10.023052380778998,11.02640849775289,10.023052380778998,10.023052380778998,9.0197967621976929,11.02640849775289,10.023052380778998,10.023052380778998,12.029855959070284,11.02640849775289,10.023052380778998,11.02640849775289,11.02640849775289,10.023052380778998,10.023052380778998,13.03338714150617,11.02640849775289,8.016652840637061,11.02640849775289,10.023052380778998,9.0197967621976929,11.02640849775289,9.0197967621976929,9.0197967621976929,8.016652840637061,8.016652840637061]
[72.5,1671.3454846903555,1692.5230463933431,1751.0148202558562,1793.3721548322997,1852.875807844227,1885.1497780941129,1930.5359805793269,1953.7337862129405,2055.6056257882178,2161.5173398079901,2367.3032797744399,2551.9206431767848,2863.681441123118,3113.9219741570109,3506.4762948503562,4052.4916082287345,4494.606512399695,4864.0785437426839,5502.1388979876274,6218.0254131282791,6341.2189830814905,6501.7781192960301,6749.1882830696977,6916.8264625136944,7123.8551069383793,7439.964039187259,7987.3789850470421,8532.8112567441312,8819.6823544554136,8328.7749833398575,7489.4519705588846,6479.5621514001778,4729.8134894459508,2662.8993158797643,811.41190776924054,126.61084744487482,24.076394620737908,20.060004479273225,18.052101952375242,17.048232921663399,16.044422974417238,14.036995597894803,13.03338714150617,12.029855959070284,11.02640849775289,10.023052380778998,12.029855959070284,11.02640849775289,12.029855959070284,11.02640849775289,11.02640849775289,9.0197967621976929,11.02640849775289,10.023052380778998,10.023052380778998,12.029855959070284,9.0197967621976929,10.023052380778998,11.02640849775289,12.029855959070284,11.02640849775289,10.023052380778998,11.02640849775289,11.02640849775289,10.023052380778998,10.023052380778998,10.023052380778998,10.023052380778998,12.029855959070284,9.0197967621976929,9.0197967621976929,8.016652840637061,8.016652840637061]
[75,1671.3454846903555,1686.4722873203068,1736.8959349898671,1772.1933611192419,1827.6621588599942,1855.9014688485684,1895.2355074461827,1919.441476119403,2008.1992752159911,2073.7615400479999,2222.0406640147612,2359.2328956338811,2630.614125787446,2845.5196500623811,3134.1035602056086,3591.2497522754325,4133.2397387789551,4261.430620838265,4800.4788396107178,5474.878414143368,5827.2556269716943,5943.3731904767819,6566.4068197984043,6631.0361557783935,6878.4510957550046,7202.6285696134519,7371.2874552435023,7782.3463447253953,7965.1584424300809,7984.3489074135796,7794.4663521123011,6667.3904342044798,4645.0164628988859,2558.9827808708856,805.36560288841395,139.68758692140284,27.089134400918912,20.060004479273225,19.056026783849234,16.044422974417238,16.044422974417238,14.036995597894803,13.03338714150617,13.03338714150617,12.029855959070284,11.02640849775289,12.029855959070284,10.023052380778998,10.023052380778998,11.02640849775289,9.0197967621976929,10.023052380778998,11.02640849775289,9.0197967621976929,10.023052380778998,12.029855959070284,9.0197967621976929,10.023052380778998,10.023052380778998,9.0197967621976929,10.023052380778998,10.023052380778998,11.02640849775289,10.023052380778998,9.0197967621976929,9.0197967621976929,11.02640849775289,9.0197967621976929,9.0197967621976929,7.0136346326260179,6.010760193776199,8.016652840637061,8.016652840637061]
[77.5,1671.3454846903555,1678.4046423055361,1721.768685176148,1750.0063246685534,1801.4403326077718,1836.7390327120816,1860.9442481358299,1883.1326386831654,1958.7768239626887,1998.1129610018729,2088.8915899626568,2192.7875155375646,2388.4881686740619,2590.2581953963549,2870.744390985134,3126.0309101600064,3654.8311599766735,3903.1118285923417,4109.01513272385,4635.9311584256548,5203.2907413340026,5381.9918618635193,6023.1422239816684,6285.6805994779688,6491.6799426541165,6681.5282626868266,7030.943936863172,6988.5283747350104,7046.0924139393774,7249.0851183357236,7370.2775102342484,6331.1210588841968,4381.5499854943173,2417.7437997012785,858.77616093134179,154.77764754354726,25.080601549217004,21.064032395764698,17.048232921663399,18.052101952375242,17.048232921663399,15.040675804218308,14.036995597894803,14.036995597894803,12.029855959070284,12.029855959070284,12.029855959070284,10.023052380778998,12.029855959070284,11.02640849775289,10.023052380778998,10.023052380778998,10.023052380778998,9.0197967621976929,10.023052380778998,9.0197967621976929,9.0197967621976929,10.023052380778998,10.023052380778998,11.02640849775289,9.0197967621976929,10.023052380778998,11.02640849775289,9.0197967621976929,8.016652840637061,9.0197967621976929,9.0197967621976929,8.016652840637061,9.0197967621976929,8.016652840637061,9.0197967621976929,9.0197967621976929,8.016652840637061]
[80,1671.3454846903555,1671.3454846903555,1705.6330984165525,1726.8110870854687,1776.2273976626655,1817.5767962963719,1835.7304889559762,1848.8416008511138,1906.3298716528989,1939.6133498034187,1976.9318670220041,2064.6835629810971,2169.5870195729431,2319.8901696487505,2595.3026525445794,2845.5196500623811,3072.5501321889683,3514.5498700196258,3691.1638903255634,3954.5866590857477,4300.7971033989688,4849.9452039784919,5160.8879779183026,5635.4143045700048,6068.5807537566216,6150.3709621715225,6293.7588794554931,6451.2873932566108,6378.5814420902443,6683.5479549111051,6500.7683009263756,5433.4831241202237,3862.7398866184449,2499.4596637558006,937.38636192823219,201.06247565441669,26.08484865749011,19.056026783849234,19.056026783849234,17.048232921663399,17.048232921663399,16.044422974417238,14.036995597894803,13.03338714150617,13.03338714150617,12.029855959070284,11.02640849775289,10.023052380778998,11.02640849775289,10.023052380778998,10.023052380778998,9.0197967621976929,10.023052380778998,9.0197967621976929,10.023052380778998,10.023052380778998,10.023052380778998,10.023052380778998,9.0197967621976929,10.023052380778998,8.016652840637061,9.0197967621976929,12.029855959070284,9.0197967621976929,7.0136346326260179,8.016652840637061,9.0197967621976929,7.0136346326260179,9.0197967621976929,7.0136346326260179,8.016652840637061,7.0136346326260179,8.016652840637061]
[82.5,1671.3454846903555,1663.2779124666752,1686.4722873203068,1706.6415681363681,1747.9893352360714,1798.4147617028943,1819.5938643465445,1817.5767962963719,1864.9784813963506,1895.2355074461827,1886.158348608313,1959.7854330702003,2013.2424513172753,2102.0043884748015,2255.3291972547081,2547.8851446854642,2761.775123282071,3013.016021115458,3365.1917742812184,3496.3843520086962,3554.9180229417984,4160.4925900909593,4481.4837326903198,4823.6976822392398,5190.1660394470728,5523.3415898515295,5702.0531934041192,5625.3175716766973,5757.5861954895854,5901.9744925031364,5716.1888156082759,4901.4311388673768,3800.1642112224786,2287.6094559165385,924.28418881946754,173.89382052669683,24.076394620737908,19.056026783849234,19.056026783849234,16.044422974417238,17.048232921663399,15.040675804218308,16.044422974417238,14.036995597894803,12.029855959070284,12.029855959070284,12.029855959070284,11.02640849775289,12.029855959070284,11.02640849775289,11.02640849775289,9.0197967621976929,11.02640849775289,10.023052380778998,9.0197967621976929,11.02640849775289,9.0197967621976929,10.023052380778998,10.023052380778998,10.023052380778998,10.023052380778998,9.0197967621976929,11.02640849775289,10.023052380778998,8.016652840637061,8.016652840637061,8.016652840637061,9.0197967621976929,7.0136346326260179,7.0136346326260179,7.0136346326260179,8.016652840637061,8.016652840637061]
[85,1671.3454846903555,1656.2188188320179,1672.3539339575655,1683.4469159116732,1726.8110870854687,1773.2018693958976,1792.363635156662,1792.363635156662,1833.7134031046771,1866.9956012970247,1832.7048610100917,1856.910023612141,1896.2440833351525,1960.7940426962784,2039.4671697804051,2206.9096767905257,2342.0834210246758,2684.0866846909244,2930.275654029515,3108.8765980286867,3156.3034547785969,3505.4670992590668,3882.9258051876818,4055.5196343149314,4402.7478645426254,4669.2440281901545,5020.5575206547337,5073.0547927045272,5020.5575206547337,5090.2174804035585,4912.5360193819606,4571.3250638700774,3542.8075287426982,1993.0698229527777,831.56658058905714,160.81409189195779,22.068108142325048,20.060004479273225,18.052101952375242,18.052101952375242,16.044422974417238,16.044422974417238,16.044422974417238,16.044422974417238,13.03338714150617,13.03338714150617,13.03338714150617,12.029855959070284,12.029855959070284,12.029855959070284,9.0197967621976929,9.0197967621976929,11.02640849775289,9.0197967621976929,10.023052380778998,10.023052380778998,9.0197967621976929,10.023052380778998,10.023052380778998,11.02640849775289,9.0197967621976929,9.0197967621976929,11.02640849775289,10.023052380778998,8.016652840637061,9.0197967621976929,8.016652840637061,7.0136346326260179,7.0136346326260179,7.0136346326260179,8.016652840637061,7.0136346326260179,8.016652840637061]
[87.5,1671.3454846903555,1648.1513200615109,1653.1935021822549,1664.2863568606779,1702.6076928325283,1736.8959349898671,1760.0913066134603,1770.1763462862782,1801.4403326077718,1845.8159513762348,1799.4232847732765,1777.2359082294392,1778.2444193679287,1834.7219457534077,1877.0812334106956,1963.8198746832438,2015.2597252933201,2193.7962383350541,2442.9644552893333,2773.8826106251081,2911.1044362313983,2988.7990905344013,3266.2961216058384,3552.8996043759612,3700.2471288748839,3911.1862671867352,4158.4738542338755,4270.5151616131225,4402.7478645426254,4304.8347117634894,4258.4024448772943,4046.4355628388789,3087.6861077692765,1723.7856441719903,690.4948437134459,139.68758692140284,23.072229545451361,21.064032395764698,20.060004479273225,18.052101952375242,18.052101952375242,17.048232921663399,16.044422974417238,15.040675804218308,14.036995597894803,14.036995597894803,13.03338714150617,11.02640849775289,13.03338714150617,13.03338714150617,12.029855959070284,10.023052380778998,12.029855959070284,10.023052380778998,10.023052380778998,11.02640849775289,9.0197967621976929,10.023052380778998,9.0197967621976929,10.023052380778998,9.0197967621976929,9.0197967621976929,10.023052380778998,10.023052380778998,8.016652840637061,9.0197967621976929,7.0136346326260179,7.0136346326260179,7.0136346326260179,6.010760193776199,6.010760193776199,6.010760193776199,8.016652840637061]
[90,1671.3454846903555,1641.0922909919893,1637.0585737058739,1642.1007218620907,1675.3792854027276,1700.5907587595589,1713.7008728243975,1734.8789607183505,1778.2444193679287,1818.5853300420854,1792.363635156662,1747.9893352360714,1694.5399708903694,1711.6839256582271,1750.0063246685534,1787.3210452883925,1815.5597304824182,1903.3041295474241,2012.2338150863627,2160.5086319512475,2473.2295851189601,2779.9363741089437,2829.3759329809595,2960.5462527205259,3189.6035887781859,3323.8167042023138,3459.0444171801373,3531.7062787204231,3614.4618829360575,3672.9974802710899,3581.1575682462135,3364.1826201585659,2735.5424162568956,1564.4533846379861,638.10382383678518,124.59915780868042,24.076394620737908,20.060004479273225,20.060004479273225,19.056026783849234,17.048232921663399,18.052101952375242,18.052101952375242,17.048232921663399,15.040675804218308,15.040675804218308,17.048232921663399,14.036995597894803,13.03338714150617,13.03338714150617,12.029855959070284,10.023052380778998,11.02640849775289,10.023052380778998,11.02640849775289,11.02640849775289,10.023052380778998,10.023052380778998,11.02640849775289,10.023052380778998,10.023052380778998,10.023052380778998,10.023052380778998,9.0197967621976929,8.016652840637061,9.0197967621976929,8.016652840637061,6.010760193776199,8.016652840637061,6.010760193776199,6.010760193776199,7.0136346326260179,8.016652840637061]
[92.5,1671.3454846903555,1634.0332922559537,1622.9406415574351,1625.9659024399143,1652.1850645275526,1660.2525829509932,1672.3539339575655,1698.573827076319,1733.8704744608951,1763.1168124688832,1806.4829620594148,1775.2188876679345,1675.3792854027276,1623.9490612261534,1639.0754311093124,1656.2188188320179,1679.4130958175858,1720.7602065632027,1765.1338192544852,1789.3380795324433,1974.9146317621396,2207.9184060557081,2373.3560859222871,2573.1071146165109,2754.7124468045627,2873.7713748141391,2900.0053677325118,3006.9617701793968,3044.2965106873748,3058.4232888448901,2970.6365211522202,2848.5466072171685,2390.5057869570733,1506.9766568509476,706.6159711103785,132.64610597383572,23.072229545451361,20.060004479273225,21.064032395764698,19.056026783849234,19.056026783849234,19.056026783849234,18.052101952375242,17.048232921663399,17.048232921663399,16.044422974417238,16.044422974417238,14.036995597894803,16.044422974417238,15.040675804218308,12.029855959070284,11.02640849775289,12.029855959070284,11.02640849775289,11.02640849775289,12.029855959070284,12.029855959070284,10.023052380778998,11.02640849775289,11.02640849775289,10.023052380778998,11.02640849775289,11.02640849775289,10.023052380778998,8.016652840637061,9.0197967621976929,9.0197967621976929,8.016652840637061,9.0197967621976929,8.016652840637061,7.0136346326260179,7.0136346326260179,8.016652840637061]
[95,1671.3454846903555,1633.024866348906,1613.8648927538252,1613.8648927538252,1626.9743239841825,1620.9238040982657,1628.9911689455628,1644.1175854579226,1676.3877370977445,1700.5907587595589,1798.4147617028943,1812.5341359598203,1734.8789607183505,1644.1175854579226,1594.7051464033593,1560.4198603120992,1563.4450025815011,1604.789194937694,1619.9153863085889,1626.9743239841825,1698.573827076319,1767.1508283426058,1926.5016079322129,2107.0477943054639,2268.4429970397496,2405.637978206652,2455.0704625308163,2532.7520822945526,2668.9528326995928,2613.4627792455449,2482.3091964232399,2381.4265181011756,2051.5709998808056,1353.716330339915,718.70705826340179,165.84463549957897,24.076394620737908,19.056026783849234,21.064032395764698,20.060004479273225,19.056026783849234,19.056026783849234,19.056026783849234,19.056026783849234,18.052101952375242,17.048232921663399,17.048232921663399,15.040675804218308,16.044422974417238,15.040675804218308,14.036995597894803,12.029855959070284,12.029855959070284,13.03338714150617,11.02640849775289,11.02640849775289,11.02640849775289,10.023052380778998,10.023052380778998,11.02640849775289,9.0197967621976929,10.023052380778998,11.02640849775289,9.0197967621976929,9.0197967621976929,9.0197967621976929,9.0197967621976929,9.0197967621976929,9.0197967621976929,8.016652840637061,7.0136346326260179,6.010760193776199,8.016652840637061]
[97.5,1671.3454846903555,1632.0164410639579,1606.806012253599,1602.7723801538846,1604.789194937694,1587.6463503082571,1587.6463503082571,1594.7051464033593,1601.7639737125119,1615.8817214250384,1656.2188188320179,1769.1678397306264,1788.3295621263294,1748.9978296618476,1654.2019404514808,1561.4282404181374,1511.0100409375907,1503.9516258616848,1516.0517861677681,1514.0350860625763,1568.4869193528862,1577.5624103083503,1606.806012253599,1711.6839256582271,1834.7219457534077,2033.4152816143667,2112.0912121959464,2181.6915954075671,2222.0406640147612,2151.4302824384849,2036.44122345151,1934.5703616489466,1693.5315083418986,1186.3598371864221,677.39670417975822,169.86918038037837,24.076394620737908,21.064032395764698,21.064032395764698,21.064032395764698,20.060004479273225,20.060004479273225,19.056026783849234,19.056026783849234,18.052101952375242,18.052101952375242,18.052101952375242,17.048232921663399,16.044422974417238,16.044422974417238,16.044422974417238,14.036995597894803,14.036995597894803,13.03338714150617,13.03338714150617,13.03338714150617,11.02640849775289,12.029855959070284,11.02640849775289,12.029855959070284,12.029855959070284,13.03338714150617,10.023052380778998,10.023052380778998,9.0197967621976929,9.0197967621976929,9.0197967621976929,9.0197967621976929,8.016652840637061,9.0197967621976929,8.016652840637061,7.0136346326260179,8.016652840637061]
[100,1671.3454846903555,1628.9911689455628,1595.7135483968173,1590.6715448037448,1581.5959786041019,1556.3863464020239,1544.2858674367747,1541.2607624665918,1533.1938449098943,1526.1353268228436,1534.2022072902007,1570.5036905978784,1655.2103793348597,1726.8110870854687,1725.8026055254718,1643.1091533508616,1584.6211615713846,1511.0100409375907,1464.6267806383148,1428.3278591640444,1455.5519651324416,1443.4522991080316,1421.2698418401155,1467.6517316400773,1521.0935481479901,1645.1260181828966,1690.5061242974168,1897.2526597600297,1922.4672437252057,1844.8074026519096,1745.972348128648,1567.4785347016514,1333.5517482868315,941.4178367344432,541.39352572941186,154.77764754354726,23.072229545451361,21.064032395764698,21.064032395764698,21.064032395764698,20.060004479273225,20.060004479273225,20.060004479273225,20.060004479273225,18.052101952375242,18.052101952375242,18.052101952375242,17.048232921663399,17.048232921663399,18.052101952375242,14.036995597894803,15.040675804218308,14.036995597894803,13.03338714150617,12.029855959070284,14.036995597894803,13.03338714150617,14.036995597894803,13.03338714150617,12.029855959070284,13.03338714150617,11.02640849775289,12.029855959070284,11.02640849775289,9.0197967621976929,10.023052380778998,10.023052380778998,9.0197967621976929,8.016652840637061,8.016652840637061,10.023052380778998,10.023052380778998,8.016652840637061]
[102.5,1671.3454846903555,1622.9406415574351,1585.6295571764856,1577.5624103083503,1553.3612178210465,1522.1019025491566,1503.9516258616848,1489.834895146864,1464.6267806383148,1446.4772061481001,1430.3444419494335,1425.3029903202066,1427.3195688376973,1438.4108014537403,1566.4701506984791,1593.6967450469183,1615.8817214250384,1602.7723801538846,1555.3779695551311,1494.8765694134015,1452.5270391734393,1368.8399640508226,1318.4285113946478,1297.2562713408183,1284.1498191833634,1308.3464496224353,1351.6998585572758,1471.685009328937,1665.2948018651193,1602.7723801538846,1483.7849085304433,1317.4203017417269,1074.4657685553254,764.05041802849428,442.68634818412619,132.64610597383572,23.072229545451361,21.064032395764698,22.068108142325048,21.064032395764698,21.064032395764698,19.056026783849234,21.064032395764698,20.060004479273225,18.052101952375242,19.056026783849234,19.056026783849234,19.056026783849234,19.056026783849234,17.048232921663399,18.052101952375242,15.040675804218308,17.048232921663399,15.040675804218308,16.044422974417238,13.03338714150617,14.036995597894803,13.03338714150617,13.03338714150617,15.040675804218308,13.03338714150617,13.03338714150617,13.03338714150617,12.029855959070284,11.02640849775289,10.023052380778998,10.023052380778998,10.023052380778998,9.0197967621976929,8.016652840637061,9.0197967621976929,7.0136346326260179,8.016652840637061]
[105,1671.3454846903555,1615.8817214250384,1574.5372408463463,1561.4282404181374,1523.1102576176645,1487.8182302094006,1461.6018358778508,1439.4190995743888,1400.0960006578398,1376.9059704032798,1344.6422310132136,1326.4942162964878,1295.2398854419098,1273.0598486045944,1263.9863080604141,1281.1252722291497,1320.4449330105424,1412.1952996129335,1447.485509899763,1487.8182302094006,1488.826562337018,1454.543655781004,1378.9224793778756,1328.5106501890004,1232.7335027485854,1178.2950347724434,1167.2060215705862,1191.4003665316188,1254.912832585775,1336.5764162881019,1293.223502678904,1124.8671298555184,876.91636139145783,611.90990452585947,358.09763102539472,117.55850313942643,22.068108142325048,21.064032395764698,22.068108142325048,22.068108142325048,21.064032395764698,21.064032395764698,21.064032395764698,21.064032395764698,20.060004479273225,20.060004479273225,20.060004479273225,20.060004479273225,21.064032395764698,19.056026783849234,17.048232921663399,16.044422974417238,17.048232921663399,15.040675804218308,15.040675804218308,17.048232921663399,14.036995597894803,13.03338714150617,14.036995597894803,14.036995597894803,14.036995597894803,13.03338714150617,14.036995597894803,14.036995597894803,12.029855959070284,12.029855959070284,12.029855959070284,10.023052380778998,8.016652840637061,10.023052380778998,10.023052380778998,9.0197967621976929,8.016652840637061]
[107.5,1671.3454846903555,1609.8312429682078,1562.436621174744,1540.2523954607502,1494.8765694134015,1453.5353471278422,1419.2532718855859,1393.0381244474436,1346.6586922581143,1317.4203017417269,1285.1580030837267,1256.929154821795,1223.660255039309,1190.3922589553699,1166.1979346651469,1128.8993375929786,1119.8268904951999,1135.9557357237859,1126.8832319225462,1111.7625547001749,1176.2788427705009,1181.3193292356812,1194.4246943704641,1201.4814890447985,1203.4977237104949,1164.1817634666452,1093.6180134733102,1114.7866737978545,1112.770593487423,1110.7545168260053,1109.7464798657393,1004.9157936679831,767.07340608364041,504.12422061952947,296.68243718512292,104.48414005107793,21.064032395764698,21.064032395764698,23.072229545451361,22.068108142325048,23.072229545451361,22.068108142325048,22.068108142325048,21.064032395764698,20.060004479273225,20.060004479273225,19.056026783849234,20.060004479273225,21.064032395764698,20.060004479273225,19.056026783849234,17.048232921663399,18.052101952375242,17.048232921663399,16.044422974417238,17.048232921663399,16.044422974417238,15.040675804218308,15.040675804218308,13.03338714150617,14.036995597894803,14.036995597894803,13.03338714150617,13.03338714150617,13.03338714150617,12.029855959070284,11.02640849775289,12.029855959070284,11.02640849775289,11.02640849775289,10.023052380778998,10.023052380778998,8.016652840637061]
[110,1671.3454846903555,1607.8144218600987,1553.3612178210465,1525.1269697549496,1472.6933304777274,1423.2864146530021,1384.9720239602775,1353.716330339915,1306.3300465626162,1278.1007324082996,1242.8149673180724,1212.5708213838691,1178.2950347724434,1140.9960469290074,1106.7223744766704,1076.4817783804408,1059.3458158095118,1046.2420310439961,1025.0747259772024,999.87612340042017,979.71769737990815,938.39422900883744,897.07257906215705,890.01785088596125,875.9085625698043,859.78393987716277,878.93196250462074,866.83842546287576,904.1273626634927,889.01003712505587,896.06475734774426,828.54334826320076,674.37409234918084,446.71481220853684,254.40382792207021,95.433604846914434,22.068108142325048,20.060004479273225,24.076394620737908,22.068108142325048,21.064032395764698,22.068108142325048,23.072229545451361,21.064032395764698,20.060004479273225,22.068108142325048,22.068108142325048,21.064032395764698,22.068108142325048,21.064032395764698,20.060004479273225,19.056026783849234,20.060004479273225,17.048232921663399,17.048232921663399,17.048232921663399,16.044422974417238,16.044422974417238,16.044422974417238,15.040675804218308,15.040675804218308,15.040675804218308,14.036995597894803,13.03338714150617,12.029855959070284,12.029855959070284,13.03338714150617,12.029855959070284,11.02640849775289,11.02640849775289,10.023052380778998,10.023052380778998,8.016652840637061]
[112.5,1671.3454846903555,1610.8396544690274,1552.3528429347011,1514.0350860625763,1454.543655781004,1398.0794609630132,1360.7740051805092,1325.4860004982527,1277.0925540561173,1246.8475760584727,1213.5789475434437,1182.3274291099117,1140.9960469290074,1103.6982773426655,1072.4497625090453,1033.1384102366906,1017.011105086951,995.84440545096857,969.63863922794894,944.44145416149502,922.26848628259552,871.87737888041204,834.58982389522112,811.41190776924054,779.16547685559692,734.82882334190344,694.5250906509001,671.35149405270056,672.35902531066267,670.34396430528011,616.94711115541907,578.66539608153823,504.12422061952947,378.23614868748763,218.17058371244863,91.411415436090294,23.072229545451361,20.060004479273225,22.068108142325048,22.068108142325048,22.068108142325048,22.068108142325048,22.068108142325048,23.072229545451361,21.064032395764698,24.076394620737908,22.068108142325048,22.068108142325048,21.064032395764698,22.068108142325048,21.064032395764698,21.064032395764698,21.064032395764698,17.048232921663399,19.056026783849234,18.052101952375242,19.056026783849234,17.048232921663399,16.044422974417238,16.044422974417238,17.048232921663399,17.048232921663399,14.036995597894803,15.040675804218308,15.040675804218308,14.036995597894803,14.036995597894803,13.03338714150617,12.029855959070284,10.023052380778998,11.02640849775289,11.02640849775289,8.016652840637061]
[115,1671.3454846903555,1609.8312429682078,1548.319349937213,1499.9182606667734,1435.3859113303176,1377.9142245220639,1339.6010911273706,1304.3136466121296,1256.929154821795,1222.6521205445858,1187.3679413468067,1151.0767359718063,1109.7464798657393,1071.4417609051841,1034.1463752001064,999.87612340042017,981.73352147507615,957.54390769882389,924.28418881946754,906.14302524057416,879.93976479348203,823.50465222952312,783.19620891882039,761.02744192192483,726.76789614310997,681.426874236142,639.1113040120789,601.83561588397004,561.54017517044895,526.28402870531886,481.96538591056179,446.71481220853684,384.27791554552124,299.70257913018418,198.04354533856682,96.439178946735424,20.060004479273225,20.060004479273225,23.072229545451361,23.072229545451361,23.072229545451361,24.076394620737908,22.068108142325048,23.072229545451361,22.068108142325048,23.072229545451361,24.076394620737908,22.068108142325048,23.072229545451361,23.072229545451361,22.068108142325048,21.064032395764698,22.068108142325048,17.048232921663399,20.060004479273225,18.052101952375242,17.048232921663399,17.048232921663399,16.044422974417238,16.044422974417238,17.048232921663399,16.044422974417238,15.040675804218308,16.044422974417238,14.036995597894803,14.036995597894803,13.03338714150617,13.03338714150617,12.029855959070284,13.03338714150617,11.02640849775289,11.02640849775289,8.016652840637061]
[117.5,1671.3454846903555,1604.789194937694,1537.2272984019205,1480.7599244572896,1413.2035792127422,1358.757522914859,1320.4449330105424,1283.1416360737333,1233.7416455101745,1199.4652577592099,1157.1251917810205,1117.8108010909987,1072.4497625090453,1037.1702759753412,1000.884055427933,964.5991493330996,945.44932878769396,917.22924921626895,885.98660269562492,873.8929684029963,839.62858703182133,777.15011862876509,739.86694776308775,719.71465807976961,684.44951741281852,637.09634525057652,591.76149571488634,553.48142726268577,508.15320548172508,465.85050649283932,410.45998340822337,363.13215678677932,306.74969472040391,247.35804637556123,166.85076266433626,84.37301438003783,21.064032395764698,20.060004479273225,22.068108142325048,22.068108142325048,23.072229545451361,22.068108142325048,24.076394620737908,24.076394620737908,23.072229545451361,24.076394620737908,23.072229545451361,24.076394620737908,22.068108142325048,23.072229545451361,22.068108142325048,22.068108142325048,22.068108142325048,20.060004479273225,20.060004479273225,19.056026783849234,18.052101952375242,18.052101952375242,19.056026783849234,17.048232921663399,17.048232921663399,18.052101952375242,16.044422974417238,16.044422974417238,16.044422974417238,15.040675804218308,14.036995597894803,14.036995597894803,13.03338714150617,13.03338714150617,13.03338714150617,12.029855959070284,8.016652840637061]
[120,1671.3454846903555,1600.7555679053571,1527.143684556321,1462.6101501037324,1397.0711922049652,1340.6093175906831,1300.2808560583592,1259.9536442328774,1214.5870745396398,1176.2788427705009,1131.9235028409682,1091.6019718106104,1046.2420310439961,1006.9316688518034,971.654442519893,935.3706310158758,916.22140511708278,883.9709854667052,849.7062037512211,838.62083198201321,802.34246743205267,742.8898388818767,706.6159711103785,687.47217392475886,650.19369011047684,603.8504602244393,554.48876437551053,515.20400563086378,472.90069882800782,427.57993702648378,376.22224775081384,322.85798908042426,269.50258105221343,209.1131760876558,147.73542711369169,71.303296239406109,19.056026783849234,19.056026783849234,21.064032395764698,22.068108142325048,23.072229545451361,24.076394620737908,24.076394620737908,25.080601549217004,24.076394620737908,24.076394620737908,25.080601549217004,24.076394620737908,25.080601549217004,26.08484865749011,24.076394620737908,23.072229545451361,24.076394620737908,22.068108142325048,21.064032395764698,21.064032395764698,21.064032395764698,19.056026783849234,19.056026783849234,18.052101952375242,17.048232921663399,17.048232921663399,19.056026783849234,17.048232921663399,15.040675804218308,16.044422974417238,15.040675804218308,14.036995597894803,14.036995597894803,14.036995597894803,12.029855959070284,13.03338714150617,8.016652840637061]
[122.5,1671.3454846903555,1598.7387581952937,1518.0684889529637,1445.4689030985978,1379.9307349701794,1324.477785466137,1285.1580030837267,1241.8068171737657,1195.4328053510533,1156.117113614974,1107.7304086902423,1066.4017671142508,1022.0508606905157,982.74143507382496,944.44145416149502,910.1743638225912,885.98660269562492,857.76838316697331,820.48144938076518,806.37331722858721,768.08107141579546,713.66908038924851,677.39670417975822,653.21619193423737,627.02164734385292,577.65801598154644,527.29131516049324,489.01581600698364,447.721933898185,405.42483738535867,350.04253730445583,295.67573001326275,241.3189644239616,185.96829104052892,125.60499860335548,66.277097278608665,19.056026783849234,18.052101952375242,21.064032395764698,22.068108142325048,22.068108142325048,23.072229545451361,23.072229545451361,25.080601549217004,22.068108142325048,26.08484865749011,26.08484865749011,25.080601549217004,26.08484865749011,26.08484865749011,24.076394620737908,23.072229545451361,25.080601549217004,22.068108142325048,23.072229545451361,22.068108142325048,22.068108142325048,21.064032395764698,20.060004479273225,19.056026783849234,17.048232921663399,19.056026783849234,18.052101952375242,17.048232921663399,16.044422974417238,17.048232921663399,15.040675804218308,15.040675804218308,13.03338714150617,13.03338714150617,14.036995597894803,13.03338714150617,8.016652840637061]
[125,1671.3454846903555,1595.7135483968173,1513.0267370160941,1432.3610275750814,1368.8399640508226,1311.3710600317036,1269.0271559147989,1223.660255039309,1176.2788427705009,1133.939617491865,1086.561883942285,1044.226078658143,998.86819238794283,957.54390769882389,917.22924921626895,886.99441302859464,860.79172000305243,829.55109114932395,794.28082863136376,776.14244147242925,738.85932012952514,685.45706810466959,645.15621829516817,622.99181331659202,601.83561588397004,561.54017517044895,512.18222225713123,466.85767033780468,425.56578875210613,378.23614868748763,327.89199766453015,276.5489580510407,223.20264019194434,168.86303514077807,116.55272914527278,63.261558950597731,18.052101952375242,18.052101952375242,20.060004479273225,21.064032395764698,22.068108142325048,22.068108142325048,23.072229545451361,25.080601549217004,24.076394620737908,26.08484865749011,25.080601549217004,26.08484865749011,25.080601549217004,25.080601549217004,25.080601549217004,24.076394620737908,23.072229545451361,22.068108142325048,23.072229545451361,22.068108142325048,22.068108142325048,22.068108142325048,20.060004479273225,19.056026783849234,18.052101952375242,18.052101952375242,18.052101952375242,17.048232921663399,17.048232921663399,15.040675804218308,16.044422974417238,15.040675804218308,15.040675804218308,15.040675804218308,15.040675804218308,13.03338714150617,8.016652840637061]
[127.5,1671.3454846903555,1592.6883443279025,1505.9683125132324,1418.2449879814724,1353.716330339915,1298.2644654647133,1253.9046726811175,1204.5058423091175,1157.1251917810205,1114.7866737978545,1065.3937712079951,1019.0270043413617,975.68606162866456,932.34704278695699,892.03348182666912,863.81506744737169,832.57432713971048,801.33475813991458,765.05807938825171,749.94329919411564,714.67667312976948,659.26123743228948,626.01418640486224,611.90990452585947,591.76149571488634,546.43011894300389,489.01581600698364,445.70769278718001,404.41781565261778,359.10453055246012,311.78344796045536,264.46956703503446,210.11953566284186,157.79584087948061,107.50116269711758,58.235984471133037,18.052101952375242,18.052101952375242,19.056026783849234,21.064032395764698,22.068108142325048,23.072229545451361,23.072229545451361,25.080601549217004,24.076394620737908,25.080601549217004,25.080601549217004,24.076394620737908,25.080601549217004,25.080601549217004,24.076394620737908,24.076394620737908,25.080601549217004,22.068108142325048,24.076394620737908,22.068108142325048,22.068108142325048,21.064032395764698,21.064032395764698,19.056026783849234,20.060004479273225,19.056026783849234,19.056026783849234,17.048232921663399,18.052101952375242,17.048232921663399,16.044422974417238,15.040675804218308,15.040675804218308,15.040675804218308,15.040675804218308,14.036995597894803,8.016652840637061]
[130,1671.3454846903555,1590.6715448037448,1498.9099210598927,1405.1373625798565,1340.6093175906831,1285.1580030837267,1242.8149673180724,1189.3841522320038,1139.9879829053571,1094.6260356973835,1045.2340543655314,998.86819238794283,951.49659904538589,910.1743638225912,872.88517306050676,841.64410075501223,810.40418715434259,775.13476562306744,742.8898388818767,731.80596523781946,700.57050482238492,649.18619261853939,615.93966653181371,591.76149571488634,569.59903862060082,526.28402870531886,472.90069882800782,423.55165000090165,381.25702016037638,342.99448206442173,300.70929988356477,249.37110660510621,196.03095062626178,145.72342504642882,101.46720444534975,56.225874000831865,18.052101952375242,17.048232921663399,19.056026783849234,20.060004479273225,20.060004479273225,22.068108142325048,23.072229545451361,25.080601549217004,23.072229545451361,25.080601549217004,26.08484865749011,24.076394620737908,24.076394620737908,24.076394620737908,24.076394620737908,24.076394620737908,24.076394620737908,24.076394620737908,25.080601549217004,24.076394620737908,21.064032395764698,20.060004479273225,20.060004479273225,20.060004479273225,20.060004479273225,19.056026783849234,17.048232921663399,17.048232921663399,17.048232921663399,17.048232921663399,17.048232921663399,15.040675804218308,15.040675804218308,15.040675804218308,16.044422974417238,13.03338714150617,8.016652840637061]
[132.5,1671.3454846903555,1590.6715448037448,1493.8682331993175,1395.054656870223,1329.5188682821172,1276.084376499027,1229.7090794083842,1174.2626542209405,1123.8590801752944,1076.4817783804408,1027.0906411206226,977.70187742826306,934.36276718645331,889.01003712505587,849.7062037512211,821.48918242921968,792.26543167088664,759.01213117901898,728.78311960771214,722.73746597640445,686.46462027603934,630.04403985316117,588.73929294176708,565.56959255578886,539.37890152609612,500.09526792509121,447.721933898185,403.41079642490519,369.17367966376946,327.89199766453015,284.6021797270547,232.26062580560185,184.96205452537305,137.67569823504508,95.433604846914434,51.200917835379968,16.044422974417238,15.040675804218308,19.056026783849234,19.056026783849234,20.060004479273225,22.068108142325048,23.072229545451361,22.068108142325048,21.064032395764698,24.076394620737908,24.076394620737908,24.076394620737908,23.072229545451361,24.076394620737908,25.080601549217004,23.072229545451361,24.076394620737908,24.076394620737908,22.068108142325048,23.072229545451361,21.064032395764698,20.060004479273225,21.064032395764698,20.060004479273225,19.056026783849234,18.052101952375242,19.056026783849234,18.052101952375242,17.048232921663399,16.044422974417238,17.048232921663399,15.040675804218308,15.040675804218308,15.040675804218308,14.036995597894803,13.03338714150617,8.016652840637061]
[135,1671.3454846903555,1586.6379534222458,1485.8015680026933,1385.9802839602717,1321.4531449723431,1266.0026447966725,1218.6195908767722,1161.1575132111223,1108.7384438202087,1059.3458158095118,1009.955489184565,959.55968574044186,913.19787946951817,870.86958586405092,833.58207490892198,810.40418715434259,778.15779709038316,747.92801802915096,710.64631070258758,695.5326560411628,657.24621608837697,603.8504602244393,563.55488026541718,534.34237396739513,508.15320548172508,479.95099617070338,434.62953033917995,384.27791554552124,346.01505962239901,307.75643880970762,267.48936407825727,220.18339253845178,170.87533157355321,128.62256901424442,88.394889005535376,48.186177781824156,15.040675804218308,15.040675804218308,17.048232921663399,18.052101952375242,18.052101952375242,20.060004479273225,21.064032395764698,21.064032395764698,20.060004479273225,23.072229545451361,21.064032395764698,24.076394620737908,25.080601549217004,24.076394620737908,24.076394620737908,23.072229545451361,24.076394620737908,22.068108142325048,24.076394620737908,21.064032395764698,21.064032395764698,20.060004479273225,21.064032395764698,20.060004479273225,18.052101952375242,18.052101952375242,19.056026783849234,16.044422974417238,16.044422974417238,17.048232921663399,16.044422974417238,14.036995597894803,15.040675804218308,14.036995597894803,14.036995597894803,12.029855959070284,8.016652840637061]
[137.5,1671.3454846903555,1586.6379534222458,1480.7599244572896,1377.9142245220639,1309.3546523168495,1257.937317151861,1204.5058423091175,1146.0363803775579,1093.6180134733102,1043.2181039227637,991.8127038077688,938.39422900883744,897.07257906215705,853.73728395177477,819.47371756879136,792.26543167088664,759.01213117901898,723.74507141792458,688.47972904866845,678.4042444537622,638.10382383678518,577.65801598154644,533.33507413241443,505.13146382936355,489.01581600698364,464.84334482317331,419.52340124922512,367.1598276496963,330.91243995228746,290.64224575128782,251.38418306924891,209.1131760876558,167.85689589015533,125.60499860335548,84.37301438003783,46.176455080303917,14.036995597894803,14.036995597894803,17.048232921663399,16.044422974417238,17.048232921663399,19.056026783849234,20.060004479273225,21.064032395764698,21.064032395764698,21.064032395764698,21.064032395764698,21.064032395764698,23.072229545451361,24.076394620737908,23.072229545451361,22.068108142325048,24.076394620737908,22.068108142325048,21.064032395764698,21.064032395764698,21.064032395764698,19.056026783849234,20.060004479273225,18.052101952375242,17.048232921663399,18.052101952375242,17.048232921663399,17.048232921663399,15.040675804218308,15.040675804218308,15.040675804218308,14.036995597894803,15.040675804218308,14.036995597894803,13.03338714150617,12.029855959070284,8.016652840637061]
[140,1671.3454846903555,1578.5708014174231,1471.685009328937,1367.8317165896251,1300.2808560583592,1245.8394226502153,1192.4084749600293,1135.9557357237859,1077.4897847078546,1026.0826830543308,973.67024998967611,924.28418881946754,881.95537282916689,840.63634328996886,807.3810328268321,773.11941785205272,738.85932012952514,705.60838979549055,663.29129855967244,654.22369565013753,608.88760041014177,552.47409198138303,510.16770989602873,481.96538591056179,465.85050649283932,442.68634818412619,404.41781565261778,357.09073432669908,312.79020839351324,276.5489580510407,245.34500251247366,204.08145125625859,161.82018819187493,118.56428573008029,80.351331340225968,42.157275863478645,12.029855959070284,13.03338714150617,14.036995597894803,15.040675804218308,15.040675804218308,17.048232921663399,19.056026783849234,19.056026783849234,18.052101952375242,20.060004479273225,19.056026783849234,21.064032395764698,22.068108142325048,20.060004479273225,22.068108142325048,21.064032395764698,22.068108142325048,20.060004479273225,20.060004479273225,21.064032395764698,20.060004479273225,18.052101952375242,18.052101952375242,16.044422974417238,16.044422974417238,17.048232921663399,17.048232921663399,15.040675804218308,15.040675804218308,14.036995597894803,14.036995597894803,13.03338714150617,14.036995597894803,11.02640849775289,14.036995597894803,12.029855959070284,8.016652840637061]
[142.5,1671.3454846903555,1579.579193170011,1464.6267806383148,1356.7410436388031,1291.2071230566803,1234.7497890947386,1181.3193292356812,1121.8429835254665,1065.3937712079951,1009.955489184565,959.55968574044186,911.18220125834318,871.87737888041204,828.54334826320076,785.21158272846617,755.98917509219189,721.72986193823385,684.44951741281852,638.10382383678518,625.00672708558386,582.69493397084909,534.34237396739513,492.03746007824526,459.80756926967933,442.68634818412619,421.53752081806556,388.30581293204847,341.98762877226108,298.69586175506231,265.47616224135629,236.28651130948512,196.03095062626178,150.7534814279953,110.51826994484387,77.335200513321496,40.147827669756929,11.02640849775289,11.02640849775289,13.03338714150617,14.036995597894803,15.040675804218308,15.040675804218308,17.048232921663399,18.052101952375242,18.052101952375242,18.052101952375242,20.060004479273225,20.060004479273225,19.056026783849234,20.060004479273225,19.056026783849234,19.056026783849234,20.060004479273225,19.056026783849234,19.056026783849234,19.056026783849234,19.056026783849234,17.048232921663399,17.048232921663399,16.044422974417238,15.040675804218308,16.044422974417238,15.040675804218308,14.036995597894803,15.040675804218308,15.040675804218308,12.029855959070284,11.02640849775289,13.03338714150617,13.03338714150617,13.03338714150617,11.02640849775289,8.016652840637061]
[145,1671.3454846903555,1572.5204644301359,1455.5519651324416,1348.6751565194156,1284.1498191833634,1227.6928013087979,1173.2545612426522,1111.7625547001749,1051.2819289698355,998.86819238794283,946.45720448724194,898.08040190768418,856.76060658544282,811.41190776924054,770.09640604036883,741.88220714112128,705.60838979549055,655.23120091604528,608.88760041014177,599.82077828211254,565.56959255578886,520.24035054929641,472.90069882800782,440.67212988461301,423.55165000090165,401.3967655095604,377.22919687654826,330.91243995228746,293.66232595374214,260.44322462984479,230.24770912114909,181.94337791178063,141.69950455700601,106.49547896400243,73.313876394686872,38.138479987815508,10.023052380778998,10.023052380778998,12.029855959070284,13.03338714150617,13.03338714150617,13.03338714150617,16.044422974417238,16.044422974417238,15.040675804218308,18.052101952375242,16.044422974417238,18.052101952375242,18.052101952375242,19.056026783849234,18.052101952375242,18.052101952375242,20.060004479273225,16.044422974417238,18.052101952375242,17.048232921663399,16.044422974417238,15.040675804218308,16.044422974417238,15.040675804218308,14.036995597894803,15.040675804218308,14.036995597894803,13.03338714150617,13.03338714150617,13.03338714150617,11.02640849775289,11.02640849775289,10.023052380778998,10.023052380778998,12.029855959070284,10.023052380778998,8.016652840637061]
[147.5,1671.3454846903555,1571.5120771908057,1448.493814353101,1341.6175448114911,1275.0761997376587,1220.6358540470935,1161.1575132111223,1100.6741884862965,1040.1941855580774,986.77309978526648,937.38636192823219,891.02566578692733,843.65961930001663,797.30393364695135,753.97387774006802,722.73746597640445,682.43442047637177,637.09634525057652,590.7540930733503,576.65063763657156,547.4374431647625,505.13146382936355,461.8218729131101,428.5870147208546,402.40377970846191,383.27094777186403,362.12524602494449,326.88518973280463,289.63555930121174,253.39727563823948,215.15140531108909,173.89382052669683,137.67569823504508,105.48980471856567,70.298027302456234,35.124658653290489,9.0197967621976929,9.0197967621976929,10.023052380778998,11.02640849775289,11.02640849775289,13.03338714150617,14.036995597894803,15.040675804218308,15.040675804218308,15.040675804218308,16.044422974417238,16.044422974417238,17.048232921663399,17.048232921663399,17.048232921663399,16.044422974417238,18.052101952375242,16.044422974417238,17.048232921663399,17.048232921663399,14.036995597894803,16.044422974417238,15.040675804218308,14.036995597894803,13.03338714150617,14.036995597894803,13.03338714150617,13.03338714150617,11.02640849775289,10.023052380778998,10.023052380778998,12.029855959070284,10.023052380778998,9.0197967621976929,10.023052380778998,8.016652840637061,8.016652840637061]
[150,1671.3454846903555,1569.4953046517671,1442.4439981679486,1332.5435271419701,1268.0189847411061,1210.5545715773555,1154.1009599179961,1087.5698996509766,1030.1145212448012,976.6939690089232,928.31560705822335,877.92416137017199,833.58207490892198,791.25773511047908,742.8898388818767,694.5250906509001,669.33643607066585,621.98435887211519,577.65801598154644,557.51078666996455,539.37890152609612,499.08803480791187,451.75044323818958,416.5022400230921,385.28488595522572,372.19447824394808,356.08384046433116,327.89199766453015,282.58885271036019,240.31246534296974,204.08145125625859,166.85076266433626,136.66976487929523,104.48414005107793,67.282307497705418,33.11558670666593,7.0136346326260179,9.0197967621976929,9.0197967621976929,9.0197967621976929,12.029855959070284,12.029855959070284,12.029855959070284,13.03338714150617,13.03338714150617,13.03338714150617,14.036995597894803,14.036995597894803,15.040675804218308,16.044422974417238,15.040675804218308,14.036995597894803,17.048232921663399,14.036995597894803,14.036995597894803,15.040675804218308,14.036995597894803,13.03338714150617,15.040675804218308,13.03338714150617,12.029855959070284,11.02640849775289,12.029855959070284,11.02640849775289,9.0197967621976929,10.023052380778998,9.0197967621976929,11.02640849775289,9.0197967621976929,8.016652840637061,8.016652840637061,7.0136346326260179,8.016652840637061]
[152.5,1671.3454846903555,1570.5036905978784,1436.3942073312103,1326.4942162964878,1261.9699745374417,1204.5058423091175,1144.0202443352066,1080.5138093389564,1021.0429075797676,969.63863922794894,922.26848628259552,872.88517306050676,821.48918242921968,775.13476562306744,718.70705826340179,677.39670417975822,655.23120091604528,610.90246816001093,565.56959255578886,542.40084064130906,535.34967569936532,491.03024332244547,444.70057563922984,405.42483738535867,377.22919687654826,360.11143289997989,350.04253730445583,327.89199766453015,276.5489580510407,233.2670906927834,199.04985036997184,171.8814886853159,136.66976487929523,98.450358463414005,69.292772726876819,31.106636592896205,8.016652840637061,7.0136346326260179,8.016652840637061,7.0136346326260179,9.0197967621976929,9.0197967621976929,11.02640849775289,13.03338714150617,12.029855959070284,13.03338714150617,13.03338714150617,14.036995597894803,13.03338714150617,15.040675804218308,14.036995597894803,13.03338714150617,13.03338714150617,13.03338714150617,13.03338714150617,14.036995597894803,13.03338714150617,14.036995597894803,12.029855959070284,11.02640849775289,10.023052380778998,11.02640849775289,10.023052380778998,10.023052380778998,8.016652840637061,9.0197967621976929,8.016652840637061,7.0136346326260179,7.0136346326260179,8.016652840637061,7.0136346326260179,7.0136346326260179,8.016652840637061]
[155,1671.3454846903555,1565.4617673437849,1429.3361502014563,1321.4531449723431,1256.929154821795,1194.4246943704641,1136.9637961806482,1076.4817783804408,1016.0031569562071,967.62284012250916,917.22924921626895,864.82285227978628,811.41190776924054,756.99682578176498,706.6159711103785,662.28378097872496,644.14872863759194,599.82077828211254,555.49610331653514,529.30589383410154,531.32048016773717,492.03746007824526,438.65792078245397,400.38975383450293,373.20141655675388,351.04941397916343,338.96708669873658,317.82405891022592,276.5489580510407,233.2670906927834,218.17058371244863,189.99329120214583,142.70547410211842,98.450358463414005,61.251279440887508,29.097816174642574,6.010760193776199,6.010760193776199,5.0080536687636448,7.0136346326260179,6.010760193776199,9.0197967621976929,8.016652840637061,9.0197967621976929,11.02640849775289,12.029855959070284,12.029855959070284,11.02640849775289,12.029855959070284,13.03338714150617,13.03338714150617,13.03338714150617,13.03338714150617,12.029855959070284,13.03338714150617,13.03338714150617,11.02640849775289,11.02640849775289,11.02640849775289,10.023052380778998,10.023052380778998,9.0197967621976929,9.0197967621976929,9.0197967621976929,7.0136346326260179,7.0136346326260179,6.010760193776199,7.0136346326260179,6.010760193776199,6.010760193776199,7.0136346326260179,5.0080536687636448,8.016652840637061]
[157.5,1671.3454846903555,1566.4701506984791,1426.3112792229169,1315.4038847488816,1249.872041166662,1189.3841522320038,1130.9154468603931,1070.4337602486919,1008.9475480673809,957.54390769882389,908.15869229691498,854.74505697644986,799.31934335512847,742.8898388818767,695.5326560411628,650.19369011047684,633.06644684686921,594.78371390751465,551.46675853493446,519.23307765386471,513.18948140797454,488.0086054558073,440.67212988461301,397.3687340159081,370.18060979006805,340.98077844143347,325.87838489895006,308.76318618903616,285.60884857740479,253.39727563823948,243.33197514986256,188.98703310439885,144.71743439597881,92.416946510646028,59.241065852707941,29.097816174642574,5.0080536687636448,5.0080536687636448,5.0080536687636448,6.010760193776199,7.0136346326260179,7.0136346326260179,8.016652840637061,9.0197967621976929,9.0197967621976929,11.02640849775289,11.02640849775289,11.02640849775289,12.029855959070284,12.029855959070284,12.029855959070284,12.029855959070284,13.03338714150617,11.02640849775289,11.02640849775289,11.02640849775289,10.023052380778998,10.023052380778998,10.023052380778998,10.023052380778998,8.016652840637061,8.016652840637061,8.016652840637061,7.0136346326260179,7.0136346326260179,7.0136346326260179,6.010760193776199,6.010760193776199,6.010760193776199,6.010760193776199,7.0136346326260179,5.0080536687636448,8.016652840637061]
[160,1671.3454846903555,1560.4198603120992,1418.2449879814724,1312.3792650509563,1246.8475760584727,1182.3274291099117,1126.8832319225462,1068.4177617813787,1007.9396079561258,956.53602026718772,904.1273626634927,849.7062037512211,788.23465312812414,735.83644547306255,686.46462027603934,643.1412405542178,615.93966653181371,586.72449969839079,546.43011894300389,511.17496508518565,497.07357466978522,479.95099617070338,441.67923788731963,398.375738081294,368.16675228114894,334.93973913680242,312.79020839351324,305.7429539319009,307.75643880970762,298.69586175506231,245.34500251247366,204.08145125625859,130.63432201828778,90.405895411488231,58.235984471133037,28.093457349309364,4.0055490228453374,4.0055490228453374,5.0080536687636448,5.0080536687636448,6.010760193776199,7.0136346326260179,7.0136346326260179,8.016652840637061,9.0197967621976929,10.023052380778998,10.023052380778998,9.0197967621976929,11.02640849775289,10.023052380778998,11.02640849775289,10.023052380778998,12.029855959070284,11.02640849775289,12.029855959070284,11.02640849775289,10.023052380778998,10.023052380778998,10.023052380778998,8.016652840637061,9.0197967621976929,8.016652840637061,7.0136346326260179,7.0136346326260179,6.010760193776199,6.010760193776199,5.0080536687636448,5.0080536687636448,4.0055490228453374,5.0080536687636448,6.010760193776199,4.0055490228453374,8.016652840637061]
[162.5,1671.3454846903555,1557.3947239015893,1414.2118595312106,1306.3300465626162,1239.7905193387353,1178.2950347724434,1119.8268904951999,1063.3777822545951,1006.9316688518034,951.49659904538589,899.08822588305679,838.62083198201321,780.17315792272359,728.78311960771214,680.41932948416354,635.08139285545383,604.85788491463472,581.68754688117576,540.38621268984684,505.13146382936355,480.95818998708097,485.99419058790693,445.70769278718001,408.44591755181006,365.14598667045368,328.89880868463291,303.72948230075701,318.83083861221496,345.0081974980904,317.82405891022592,256.41694440954058,168.86303514077807,124.59915780868042,88.394889005535376,57.230920419256371,28.093457349309364,4.0055490228453374,5.0080536687636448,5.0080536687636448,4.0055490228453374,6.010760193776199,6.010760193776199,8.016652840637061,7.0136346326260179,6.010760193776199,8.016652840637061,9.0197967621976929,9.0197967621976929,9.0197967621976929,11.02640849775289,10.023052380778998,10.023052380778998,11.02640849775289,10.023052380778998,10.023052380778998,10.023052380778998,8.016652840637061,10.023052380778998,10.023052380778998,8.016652840637061,8.016652840637061,7.0136346326260179,7.0136346326260179,6.010760193776199,7.0136346326260179,5.0080536687636448,4.0055490228453374,5.0080536687636448,4.0055490228453374,3.0032976479526123,6.010760193776199,4.0055490228453374,8.016652840637061]
[165,1671.3454846903555,1559.4114808570475,1413.2035792127422,1304.3136466121296,1237.7742247795727,1173.2545612426522,1116.8027577507125,1060.3538059858045,1000.884055427933,947.465081258998,893.04129900390069,829.55109114932395,775.13476562306744,722.73746597640445,675.38162812523888,630.04403985316117,595.7911233847426,580.68016153438612,537.36428484003864,502.10974023527302,473.90787777004903,479.95099617070338,451.75044323818958,411.46702004179934,362.12524602494449,327.89199766453015,319.83762149017559,347.02192467364125,340.98077844143347,319.83762149017559,226.22192864759808,162.82629074089672,123.59332512567987,87.389402877861457,63.261558950597731,28.093457349309364,4.0055490228453374,4.0055490228453374,4.0055490228453374,4.0055490228453374,4.0055490228453374,4.0055490228453374,6.010760193776199,7.0136346326260179,5.0080536687636448,8.016652840637061,7.0136346326260179,8.016652840637061,8.016652840637061,9.0197967621976929,8.016652840637061,9.0197967621976929,10.023052380778998,10.023052380778998,9.0197967621976929,9.0197967621976929,8.016652840637061,8.016652840637061,8.016652840637061,6.010760193776199,7.0136346326260179,8.016652840637061,5.0080536687636448,5.0080536687636448,4.0055490228453374,4.0055490228453374,5.0080536687636448,4.0055490228453374,2.001386774925161,3.0032976479526123,4.0055490228453374,2.001386774925161,8.016652840637061]
[167.5,1671.3454846903555,1555.3779695551311,1408.1621884105498,1300.2808560583592,1235.7579335016051,1171.2383778827652,1115.7947153193904,1060.3538059858045,1000.884055427933,944.44145416149502,886.99441302859464,827.53560660155279,771.104075329338,720.72225930536899,669.33643607066585,625.00672708558386,588.73929294176708,570.60640459417959,533.33507413241443,499.08803480791187,470.88634737729012,461.8218729131101,459.80756926967933,413.48110068954406,366.15290577694071,341.98762877226108,381.25702016037638,345.0081974980904,336.95340690676727,281.58219456930817,225.21549466265694,167.85689589015533,124.59915780868042,92.416946510646028,79.345941616877255,29.097816174642574,3.0032976479526123,3.0032976479526123,4.0055490228453374,4.0055490228453374,4.0055490228453374,4.0055490228453374,7.0136346326260179,5.0080536687636448,7.0136346326260179,7.0136346326260179,7.0136346326260179,7.0136346326260179,8.016652840637061,8.016652840637061,9.0197967621976929,8.016652840637061,9.0197967621976929,7.0136346326260179,10.023052380778998,8.016652840637061,8.016652840637061,7.0136346326260179,8.016652840637061,5.0080536687636448,6.010760193776199,6.010760193776199,6.010760193776199,6.010760193776199,4.0055490228453374,4.0055490228453374,4.0055490228453374,3.0032976479526123,4.0055490228453374,3.0032976479526123,5.0080536687636448,2.001386774925161,8.016652840637061]
[170,1671.3454846903555,1555.3779695551311,1408.1621884105498,1299.2726603707636,1233.7416455101745,1170.2302875026519,1114.7866737978545,1060.3538059858045,998.86819238794283,943.43358060979006,881.95537282916689,825.52012695763631,770.09640604036883,718.70705826340179,668.32890935113085,622.99181331659202,585.71710566715115,559.52547729664832,534.34237396739513,500.09526792509121,467.86483635338556,455.77898846755306,457.79327444158969,417.50929134044378,384.27791554552124,390.31977730506173,386.29185899410305,346.01505962239901,289.63555930121174,244.33848676014631,219.17698581717505,180.93716345181977,127.61670426943685,126.61084744487482,77.335200513321496,26.08484865749011,3.0032976479526123,2.001386774925161,3.0032976479526123,3.0032976479526123,3.0032976479526123,4.0055490228453374,5.0080536687636448,4.0055490228453374,4.0055490228453374,7.0136346326260179,6.010760193776199,7.0136346326260179,9.0197967621976929,8.016652840637061,7.0136346326260179,8.016652840637061,9.0197967621976929,8.016652840637061,10.023052380778998,7.0136346326260179,8.016652840637061,8.016652840637061,7.0136346326260179,5.0080536687636448,5.0080536687636448,6.010760193776199,5.0080536687636448,4.0055490228453374,5.0080536687636448,3.0032976479526123,4.0055490228453374,4.0055490228453374,4.0055490228453374,3.0032976479526123,3.0032976479526123,2.001386774925161,8.016652840637061]
[172.5,1671.3454846903555,1556.3863464020239,1409.1704651305902,1299.2726603707636,1232.7335027485854,1166.1979346651469,1113.7786331869247,1061.3617971193553,998.86819238794283,940.40996641309926,879.93976479348203,823.50465222952312,769.08873806861379,715.68426728943632,666.3138604664249,622.99181331659202,584.70971336682805,551.46675853493446,534.34237396739513,499.08803480791187,476.92942740841636,449.73618406200961,437.65081969353872,429.5940947792626,429.5940947792626,419.52340124922512,368.16675228114894,323.86478456311931,249.37110660510621,227.22836710560355,215.15140531108909,181.94337791178063,154.77764754354726,139.68758692140284,74.319187225450264,26.08484865749011,3.0032976479526123,2.001386774925161,2.001386774925161,1,3.0032976479526123,3.0032976479526123,4.0055490228453374,5.0080536687636448,4.0055490228453374,6.010760193776199,5.0080536687636448,5.0080536687636448,6.010760193776199,7.0136346326260179,7.0136346326260179,7.0136346326260179,8.016652840637061,7.0136346326260179,7.0136346326260179,8.016652840637061,6.010760193776199,8.016652840637061,6.010760193776199,5.0080536687636448,6.010760193776199,5.0080536687636448,4.0055490228453374,3.0032976479526123,3.0032976479526123,4.0055490228453374,4.0055490228453374,2.001386774925161,3.0032976479526123,2.001386774925161,3.0032976479526123,3.0032976479526123,8.016652840637061]
[175,1671.3454846903555,1557.3947239015893,1410.1787425713437,1298.2644654647133,1232.7335027485854,1168.2141093458158,1114.7866737978545,1060.3538059858045,1000.884055427933,934.36276718645331,875.9085625698043,823.50465222952312,768.08107141579546,713.66908038924851,668.32890935113085,623.99926938862291,583.70232280039875,549.45209715999101,527.29131516049324,503.11697942016013,481.96538591056179,446.71481220853684,419.52340124922512,448.72905785103239,470.88634737729012,413.48110068954406,359.10453055246012,283.5955144338393,242.32546769872059,214.14502188707684,205.08778640429045,195.02466099770112,221.18980385521934,126.61084744487482,72.308579335641099,24.076394620737908,3.0032976479526123,2.001386774925161,1,2.001386774925161,3.0032976479526123,3.0032976479526123,4.0055490228453374,3.0032976479526123,3.0032976479526123,6.010760193776199,6.010760193776199,6.010760193776199,6.010760193776199,6.010760193776199,7.0136346326260179,5.0080536687636448,8.016652840637061,5.0080536687636448,8.016652840637061,7.0136346326260179,6.010760193776199,6.010760193776199,7.0136346326260179,6.010760193776199,4.0055490228453374,5.0080536687636448,3.0032976479526123,3.0032976479526123,3.0032976479526123,3.0032976479526123,3.0032976479526123,3.0032976479526123,2.001386774925161,4.0055490228453374,2.001386774925161,1,8.016652840637061]
[177.5,1671.3454846903555,1558.4031020534044,1409.1704651305902,1299.2726603707636,1231.7253608106423,1167.2060215705862,1113.7786331869247,1058.3378265913834,998.86819238794283,932.34704278695699,876.91636139145783,825.52012695763631,769.08873806861379,713.66908038924851,666.3138604664249,621.98435887211519,583.70232280039875,547.4374431647625,520.24035054929641,521.2476253930347,480.95818998708097,442.68634818412619,415.49519113823135,458.80042075130535,483.97978406127578,422.54458421059621,350.04253730445583,276.5489580510407,240.31246534296974,207.1004714754566,186.97453299484269,230.24770912114909,204.08145125625859,145.72342504642882,65.271902290436884,25.080601549217004,2.001386774925161,1,1,1,1,2.001386774925161,4.0055490228453374,5.0080536687636448,4.0055490228453374,4.0055490228453374,4.0055490228453374,4.0055490228453374,5.0080536687636448,6.010760193776199,5.0080536687636448,4.0055490228453374,8.016652840637061,5.0080536687636448,6.010760193776199,5.0080536687636448,6.010760193776199,6.010760193776199,5.0080536687636448,5.0080536687636448,5.0080536687636448,4.0055490228453374,4.0055490228453374,2.001386774925161,3.0032976479526123,2.001386774925161,2.001386774925161,3.0032976479526123,2.001386774925161,1,2.001386774925161,0,8.016652840637061]
[180,1671.3454846903555,1460.593522346878,1332.5435271419701,1248.8638853173522,1180.3112302208708,1126.8832319225462,1070.4337602486919,1014.9952098244208,952.50448116116092,894.04911731734217,843.65961930001663,790.25003983212787,738.85932012952514,690.4948437134459,646.16370952449347,605.86531128107947,569.59903862060082,541.39352572941186,531.32048016773717,514.19674253383948,466.85767033780468,437.65081969353872,463.83618533351046,483.97978406127578,464.84334482317331,391.32676338790498,309.76993684768291,265.47616224135629,228.23481001690109,198.04354533856682,225.21549466265694,223.20264019194434,167.85689589015533,97.444763521530547,40.147827669756929,7.0136346326260179,1,0,1,1,1,3.0032976479526123,3.0032976479526123,2.001386774925161,2.001386774925161,2.001386774925161,1,4.0055490228453374,3.0032976479526123,3.0032976479526123,2.001386774925161,3.0032976479526123,2.001386774925161,3.0032976479526123,4.0055490228453374,3.0032976479526123,3.0032976479526123,3.0032976479526123,3.0032976479526123,2.001386774925161,1,3.0032976479526123,3.0032976479526123,1,2.001386774925161,1,1,2.001386774925161,0,1,2.001386774925161,0,8.016652840637061]
[182.5,1671.3454846903555,1458.5768973715776,1330.5270871390355,1246.8475760584727,1183.3355298428294,1126.8832319225462,1072.4497625090453,1014.9952098244208,953.51236434235159,894.04911731734217,844.66738037710456,792.26543167088664,739.86694776308775,690.4948437134459,647.1712023231205,605.86531128107947,571.61377234442114,545.42279657635379,529.30589383410154,511.17496508518565,472.90069882800782,455.77898846755306,459.80756926967933,440.67212988461301,455.77898846755306,381.25702016037638,328.89880868463291,270.50919518025506,231.25416527541577,215.15140531108909,234.2735599181982,207.1004714754566,150.7534814279953,102.47283981975923,44.166819783667599,7.0136346326260179,1,1,2.001386774925161,2.001386774925161,1,1,3.0032976479526123,3.0032976479526123,2.001386774925161,4.0055490228453374,3.0032976479526123,5.0080536687636448,3.0032976479526123,5.0080536687636448,3.0032976479526123,2.001386774925161,5.0080536687636448,2.001386774925161,3.0032976479526123,3.0032976479526123,3.0032976479526123,5.0080536687636448,4.0055490228453374,1,2.001386774925161,4.0055490228453374,2.001386774925161,2.001386774925161,3.0032976479526123,0,2.001386774925161,1,1,2.001386774925161,3.0032976479526123,0,8.016652840637061]
[185,1671.3454846903555,1456.5602751816705,1331.5353067591789,1248.8638853173522,1183.3355298428294,1128.8993375929786,1072.4497625090453,1017.011105086951,952.50448116116092,897.07257906215705,846.682906133291,794.28082863136376,743.89747198798739,692.5099642532108,650.19369011047684,609.89503345385992,574.63588622392331,557.51078666996455,532.32777619799867,499.08803480791187,477.93661487693021,493.044678893796,466.85767033780468,422.54458421059621,395.35473353973106,396.36173249989935,352.05629353891283,294.66902626557766,242.32546769872059,259.43664870738462,215.15140531108909,169.86918038037837,140.69354214646376,92.416946510646028,55.220845530457993,8.016652840637061,2.001386774925161,3.0032976479526123,2.001386774925161,1,2.001386774925161,0,2.001386774925161,4.0055490228453374,2.001386774925161,4.0055490228453374,4.0055490228453374,5.0080536687636448,3.0032976479526123,6.010760193776199,4.0055490228453374,4.0055490228453374,5.0080536687636448,2.001386774925161,5.0080536687636448,2.001386774925161,4.0055490228453374,4.0055490228453374,2.001386774925161,3.0032976479526123,3.0032976479526123,3.0032976479526123,2.001386774925161,3.0032976479526123,3.0032976479526123,0,3.0032976479526123,2.001386774925161,2.001386774925161,1,1,3.0032976479526123,8.016652840637061]
[187.5,1671.3454846903555,1457.5685859282098,1332.5435271419701,1247.85573028107,1184.3436314337064,1131.9235028409682,1074.4657685553254,1019.0270043413617,956.53602026718772,901.10387721829318,849.7062037512211,798.31163786566447,746.92037948002371,697.5477911939663,653.21619193423737,611.90990452585947,580.68016153438612,564.56223551278072,532.32777619799867,498.08080372144371,491.03024332244547,496.0663476570511,455.77898846755306,417.50929134044378,360.11143289997989,370.18060979006805,362.12524602494449,326.88518973280463,287.62219689954674,258.43007668638376,211.12590005317529,148.74143843620294,117.55850313942643,94.428041332223657,49.191070759971105,8.016652840637061,2.001386774925161,2.001386774925161,1,1,2.001386774925161,3.0032976479526123,4.0055490228453374,4.0055490228453374,4.0055490228453374,4.0055490228453374,6.010760193776199,4.0055490228453374,3.0032976479526123,7.0136346326260179,5.0080536687636448,4.0055490228453374,5.0080536687636448,5.0080536687636448,4.0055490228453374,3.0032976479526123,5.0080536687636448,3.0032976479526123,5.0080536687636448,3.0032976479526123,2.001386774925161,3.0032976479526123,3.0032976479526123,2.001386774925161,3.0032976479526123,3.0032976479526123,3.0032976479526123,2.001386774925161,3.0032976479526123,2.001386774925161,3.0032976479526123,1,8.016652840637061]
[190,1671.3454846903555,1460.593522346878,1335.5681928604727,1248.8638853173522,1186.3598371864221,1134.9476761605938,1077.4897847078546,1019.0270043413617,961.57546801245155,904.1273626634927,851.72174146906048,802.34246743205267,750.95094180631554,703.5932314798099,657.24621608837697,615.93966653181371,588.73929294176708,572.62114186819917,528.29860353797324,500.09526792509121,513.18948140797454,504.12422061952947,454.77184881299468,398.375738081294,351.04941397916343,330.91243995228746,353.06317597546882,350.04253730445583,356.08384046433116,262.45638811906474,195.02466099770112,144.71743439597881,104.48414005107793,86.383928307687412,47.181305740243346,9.0197967621976929,3.0032976479526123,2.001386774925161,2.001386774925161,4.0055490228453374,1,3.0032976479526123,4.0055490228453374,4.0055490228453374,5.0080536687636448,6.010760193776199,5.0080536687636448,6.010760193776199,5.0080536687636448,7.0136346326260179,6.010760193776199,5.0080536687636448,6.010760193776199,4.0055490228453374,6.010760193776199,5.0080536687636448,4.0055490228453374,4.0055490228453374,5.0080536687636448,3.0032976479526123,3.0032976479526123,4.0055490228453374,3.0032976479526123,3.0032976479526123,4.0055490228453374,1,2.001386774925161,2.001386774925161,4.0055490228453374,3.0032976479526123,3.0032976479526123,3.0032976479526123,8.016652840637061]
[192.5,1671.3454846903555,1462.6101501037324,1338.5928654221241,1252.8965135862265,1189.3841522320038,1134.9476761605938,1078.4977919773303,1021.0429075797676,963.59125450600254,912.19003980772868,857.76838316697331,804.357889807883,755.98917509219189,707.62355386056902,661.2762649289582,625.00672708558386,602.84303721328456,577.65801598154644,534.34237396739513,507.14595626443844,525.27674417612116,496.0663476570511,452.75757619336599,388.30581293204847,350.04253730445583,320.84440753413026,310.77669077501207,387.29883465531185,355.07694944629657,303.72948230075701,193.0120973286374,143.71145073160676,105.48980471856567,70.298027302456234,46.176455080303917,10.023052380778998,3.0032976479526123,3.0032976479526123,3.0032976479526123,3.0032976479526123,4.0055490228453374,4.0055490228453374,6.010760193776199,6.010760193776199,5.0080536687636448,7.0136346326260179,7.0136346326260179,8.016652840637061,7.0136346326260179,7.0136346326260179,6.010760193776199,5.0080536687636448,7.0136346326260179,4.0055490228453374,6.010760193776199,5.0080536687636448,6.010760193776199,5.0080536687636448,4.0055490228453374,3.0032976479526123,3.0032976479526123,4.0055490228453374,4.0055490228453374,4.0055490228453374,4.0055490228453374,2.001386774925161,3.0032976479526123,3.0032976479526123,2.001386774925161,3.0032976479526123,4.0055490228453374,1,8.016652840637061]
[195,1671.3454846903555,1466.6434139468058,1340.6093175906831,1253.9046726811175,1192.4084749600293,1136.9637961806482,1081.5218194293543,1024.0667698902078,966.61494214244817,917.22924921626895,863.81506744737169,809.39646779127065,760.01978588315012,714.67667312976948,669.33643607066585,630.04403985316117,619.96945487635514,581.68754688117576,538.37159224165714,533.33507413241443,523.26218091041574,490.02302863061311,444.70057563922984,390.31977730506173,354.07006128064398,322.85798908042426,307.75643880970762,346.01505962239901,358.09763102539472,302.72275148002575,225.21549466265694,146.72942263482432,103.4784850535453,69.292772726876819,40.147827669756929,10.023052380778998,1,1,5.0080536687636448,3.0032976479526123,4.0055490228453374,5.0080536687636448,6.010760193776199,6.010760193776199,5.0080536687636448,9.0197967621976929,8.016652840637061,7.0136346326260179,8.016652840637061,8.016652840637061,7.0136346326260179,5.0080536687636448,8.016652840637061,6.010760193776199,6.010760193776199,7.0136346326260179,5.0080536687636448,5.0080536687636448,5.0080536687636448,4.0055490228453374,3.0032976479526123,4.0055490228453374,4.0055490228453374,4.0055490228453374,2.001386774925161,3.0032976479526123,3.0032976479526123,3.0032976479526123,2.001386774925161,4.0055490228453374,3.0032976479526123,2.001386774925161,8.016652840637061]
[197.5,1671.3454846903555,1464.6267806383148,1341.6175448114911,1254.912832585775,1194.4246943704641,1137.9718575303903,1082.5298304583089,1026.0826830543308,972.66234573309464,926.29989574785589,873.8929684029963,816.45052956695815,767.07340608364041,720.72225930536899,678.4042444537622,640.11878577395669,625.00672708558386,584.70971336682805,544.41547606823053,548.44476923822299,525.27674417612116,487.00139698135308,428.5870147208546,389.31279381754297,359.10453055246012,327.89199766453015,340.98077844143347,313.79697206375391,291.64893568472075,281.58219456930817,236.28651130948512,178.92475133337754,105.48980471856567,70.298027302456234,39.143140946941287,10.023052380778998,3.0032976479526123,3.0032976479526123,3.0032976479526123,3.0032976479526123,4.0055490228453374,5.0080536687636448,6.010760193776199,8.016652840637061,6.010760193776199,8.016652840637061,8.016652840637061,7.0136346326260179,8.016652840637061,9.0197967621976929,8.016652840637061,6.010760193776199,8.016652840637061,6.010760193776199,8.016652840637061,8.016652840637061,7.0136346326260179,5.0080536687636448,5.0080536687636448,4.0055490228453374,4.0055490228453374,3.0032976479526123,4.0055490228453374,4.0055490228453374,5.0080536687636448,2.001386774925161,3.0032976479526123,4.0055490228453374,3.0032976479526123,3.0032976479526123,4.0055490228453374,3.0032976479526123,8.016652840637061]
[200,1671.3454846903555,1470.6766888703037,1346.6586922581143,1258.9454802891037,1199.4652577592099,1139.9879829053571,1085.5538691678053,1026.0826830543308,973.67024998967611,931.33918221922693,882.96317857335953,824.51238897835572,775.13476562306744,727.7755071785848,687.47217392475886,657.24621608837697,633.06644684686921,586.72449969839079,555.49610331653514,558.51813107578766,535.34967569936532,489.01581600698364,426.57286170170653,395.35473353973106,361.11833806008326,340.98077844143347,351.04941397916343,314.80373896081153,257.42350858200774,228.23481001690109,229.24125736189183,181.94337791178063,123.59332512567987,70.298027302456234,40.147827669756929,10.023052380778998,4.0055490228453374,4.0055490228453374,4.0055490228453374,5.0080536687636448,4.0055490228453374,7.0136346326260179,8.016652840637061,8.016652840637061,7.0136346326260179,9.0197967621976929,10.023052380778998,8.016652840637061,9.0197967621976929,10.023052380778998,8.016652840637061,8.016652840637061,8.016652840637061,7.0136346326260179,8.016652840637061,7.0136346326260179,8.016652840637061,7.0136346326260179,6.010760193776199,5.0080536687636448,6.010760193776199,6.010760193776199,5.0080536687636448,4.0055490228453374,4.0055490228453374,3.0032976479526123,3.0032976479526123,6.010760193776199,4.0055490228453374,3.0032976479526123,5.0080536687636448,4.0055490228453374,8.016652840637061]
[202.5,1671.3454846903555,1471.685009328937,1349.6833897798092,1261.9699745374417,1204.5058423091175,1145.0283119130809,1090.5939523736934,1031.1224832580795,979.71769737990815,937.38636192823219,886.99441302859464,837.61307814199472,784.20389517686067,736.84406898263978,697.5477911939663,673.36655807690715,639.1113040120789,596.79853456367937,571.61377234442114,568.59167442682008,531.32048016773717,485.99419058790693,429.5940947792626,397.3687340159081,369.17367966376946,363.13215678677932,345.0081974980904,305.7429539319009,250.37764281601082,214.14502188707684,185.96829104052892,164.83851443258101,125.60499860335548,74.319187225450264,41.152539512670401,10.023052380778998,4.0055490228453374,5.0080536687636448,5.0080536687636448,5.0080536687636448,5.0080536687636448,7.0136346326260179,7.0136346326260179,8.016652840637061,7.0136346326260179,9.0197967621976929,10.023052380778998,9.0197967621976929,11.02640849775289,8.016652840637061,10.023052380778998,8.016652840637061,11.02640849775289,9.0197967621976929,10.023052380778998,8.016652840637061,7.0136346326260179,6.010760193776199,7.0136346326260179,6.010760193776199,5.0080536687636448,6.010760193776199,6.010760193776199,4.0055490228453374,5.0080536687636448,5.0080536687636448,4.0055490228453374,5.0080536687636448,3.0032976479526123,4.0055490228453374,5.0080536687636448,4.0055490228453374,8.016652840637061]
[205,1671.3454846903555,1477.7349465575696,1354.7245673567784,1266.0026447966725,1208.5383251256644,1151.0767359718063,1094.6260356973835,1035.15434114499,985.76518206204776,941.4178367344432,895.0569367657157,848.69843668265162,798.31163786566447,746.92037948002371,708.6311380440219,690.4948437134459,654.22369565013753,608.88760041014177,589.74669214800133,571.61377234442114,538.37159224165714,483.97978406127578,434.62953033917995,405.42483738535867,381.25702016037638,386.29185899410305,344.00133830923949,295.67573001326275,251.38418306924891,216.15779343785601,178.92475133337754,140.69354214646376,113.53545948863409,76.329849463361882,43.162036139125405,11.02640849775289,5.0080536687636448,3.0032976479526123,5.0080536687636448,6.010760193776199,7.0136346326260179,7.0136346326260179,8.016652840637061,10.023052380778998,8.016652840637061,10.023052380778998,11.02640849775289,11.02640849775289,10.023052380778998,11.02640849775289,11.02640849775289,10.023052380778998,10.023052380778998,9.0197967621976929,10.023052380778998,9.0197967621976929,7.0136346326260179,8.016652840637061,8.016652840637061,7.0136346326260179,6.010760193776199,7.0136346326260179,7.0136346326260179,6.010760193776199,6.010760193776199,4.0055490228453374,5.0080536687636448,4.0055490228453374,5.0080536687636448,5.0080536687636448,5.0080536687636448,5.0080536687636448,8.016652840637061]
[207.5,1671.3454846903555,1484.7932379245299,1361.7822474330501,1272.0516742341567,1215.5952023717614,1158.1332708244204,1100.6741884862965,1043.2181039227637,993.82855258696566,946.45720448724194,899.08822588305679,855.75283118813752,812.4196296344146,768.08107141579546,719.71465807976961,706.6159711103785,665.30633830583247,621.98435887211519,606.87273932099311,578.66539608153823,546.43011894300389,483.97978406127578,443.69346076982475,413.48110068954406,395.35473353973106,394.34773714190084,354.07006128064398,294.66902626557766,255.41038418438637,219.17698581717505,179.93095458195256,144.71743439597881,109.51255827368547,77.335200513321496,45.171626266426578,12.029855959070284,5.0080536687636448,6.010760193776199,6.010760193776199,9.0197967621976929,8.016652840637061,9.0197967621976929,10.023052380778998,10.023052380778998,10.023052380778998,12.029855959070284,12.029855959070284,12.029855959070284,12.029855959070284,12.029855959070284,12.029855959070284,11.02640849775289,12.029855959070284,11.02640849775289,10.023052380778998,11.02640849775289,8.016652840637061,9.0197967621976929,9.0197967621976929,8.016652840637061,8.016652840637061,7.0136346326260179,7.0136346326260179,6.010760193776199,7.0136346326260179,6.010760193776199,5.0080536687636448,5.0080536687636448,6.010760193776199,6.010760193776199,6.010760193776199,7.0136346326260179,8.016652840637061]
[210,1671.3454846903555,1485.8015680026933,1366.8234698708777,1278.1007324082996,1219.6277220456941,1165.18984863025,1108.7384438202087,1048.2579873104198,999.87612340042017,953.51236434235159,907.15085820945785,866.83842546287576,823.50465222952312,787.22696170574807,740.87457676757413,716.69186286625541,674.37409234918084,639.1113040120789,622.99181331659202,589.74669214800133,554.48876437551053,495.05912268737313,457.79327444158969,426.57286170170653,420.53045982902728,394.34773714190084,351.04941397916343,308.76318618903616,265.47616224135629,225.21549466265694,187.9807803590999,149.7474565561628,112.5297206338733,80.351331340225968,47.181305740243346,11.02640849775289,7.0136346326260179,7.0136346326260179,7.0136346326260179,8.016652840637061,8.016652840637061,9.0197967621976929,11.02640849775289,13.03338714150617,12.029855959070284,13.03338714150617,13.03338714150617,12.029855959070284,15.040675804218308,14.036995597894803,13.03338714150617,12.029855959070284,14.036995597894803,12.029855959070284,11.02640849775289,11.02640849775289,10.023052380778998,10.023052380778998,10.023052380778998,9.0197967621976929,8.016652840637061,8.016652840637061,9.0197967621976929,8.016652840637061,8.016652840637061,6.010760193776199,8.016652840637061,7.0136346326260179,6.010760193776199,6.010760193776199,6.010760193776199,6.010760193776199,8.016652840637061]
[212.5,1671.3454846903555,1495.8849063069583,1374.889464378952,1288.1825595230227,1229.7090794083842,1175.2707480638032,1116.8027577507125,1059.3458158095118,1008.9475480673809,963.59125450600254,915.2135621254165,875.9085625698043,834.58982389522112,796.29623070059233,767.07340608364041,739.86694776308775,691.50240325002358,655.23120091604528,645.15621829516817,612.91734254867754,566.57695139125042,508.15320548172508,472.90069882800782,444.70057563922984,438.65792078245397,406.43186161691915,355.07694944629657,315.81050907438771,272.52243464871941,235.28003346324601,199.04985036997184,156.78976997111801,119.57007684445347,83.367575300668861,48.186177781824156,14.036995597894803,7.0136346326260179,9.0197967621976929,10.023052380778998,10.023052380778998,11.02640849775289,11.02640849775289,13.03338714150617,13.03338714150617,13.03338714150617,14.036995597894803,13.03338714150617,14.036995597894803,15.040675804218308,14.036995597894803,14.036995597894803,13.03338714150617,14.036995597894803,13.03338714150617,13.03338714150617,13.03338714150617,11.02640849775289,10.023052380778998,10.023052380778998,9.0197967621976929,10.023052380778998,9.0197967621976929,10.023052380778998,8.016652840637061,9.0197967621976929,7.0136346326260179,8.016652840637061,7.0136346326260179,8.016652840637061,7.0136346326260179,9.0197967621976929,8.016652840637061,8.016652840637061]
[215,1671.3454846903555,1498.9099210598927,1382.9555061606618,1296.2480779996804,1238.7823716493383,1182.3274291099117,1126.8832319225462,1068.4177617813787,1017.011105086951,971.654442519893,927.30775085588652,888.00222450550336,850.71397201382797,810.40418715434259,780.17315792272359,756.99682578176498,715.68426728943632,675.38162812523888,662.28378097872496,630.04403985316117,582.69493397084909,525.27674417612116,490.02302863061311,464.84334482317331,452.75757619336599,414.48814469174425,363.13215678677932,321.85119673416409,284.6021797270547,249.37110660510621,208.10682135074404,167.85689589015533,125.60499860335548,86.383928307687412,50.19598424777044,14.036995597894803,9.0197967621976929,8.016652840637061,11.02640849775289,11.02640849775289,12.029855959070284,13.03338714150617,14.036995597894803,14.036995597894803,13.03338714150617,16.044422974417238,16.044422974417238,17.048232921663399,17.048232921663399,17.048232921663399,17.048232921663399,15.040675804218308,16.044422974417238,14.036995597894803,14.036995597894803,13.03338714150617,14.036995597894803,13.03338714150617,11.02640849775289,11.02640849775289,11.02640849775289,9.0197967621976929,10.023052380778998,11.02640849775289,11.02640849775289,7.0136346326260179,8.016652840637061,8.016652840637061,9.0197967621976929,8.016652840637061,8.016652840637061,9.0197967621976929,8.016652840637061]
[217.5,1671.3454846903555,1504.959968849995,1392.0298593293548,1307.3382477041578,1246.8475760584727,1192.4084749600293,1138.979919772223,1081.5218194293543,1028.0986001751089,982.74143507382496,938.39422900883744,899.08822588305679,861.79950130763405,825.52012695763631,798.31163786566447,772.11174593380383,737.85169386875282,713.66908038924851,681.426874236142,650.19369011047684,596.79853456367937,547.4374431647625,512.18222225713123,493.044678893796,469.8791748777619,425.56578875210613,379.24310317649696,331.91926018114111,294.66902626557766,257.42350858200774,218.17058371244863,175.90617563268231,132.64610597383572,92.416946510646028,55.220845530457993,16.044422974417238,10.023052380778998,11.02640849775289,11.02640849775289,13.03338714150617,13.03338714150617,15.040675804218308,16.044422974417238,17.048232921663399,15.040675804218308,16.044422974417238,18.052101952375242,17.048232921663399,17.048232921663399,19.056026783849234,18.052101952375242,16.044422974417238,18.052101952375242,16.044422974417238,15.040675804218308,16.044422974417238,14.036995597894803,13.03338714150617,13.03338714150617,12.029855959070284,11.02640849775289,11.02640849775289,12.029855959070284,11.02640849775289,11.02640849775289,10.023052380778998,11.02640849775289,9.0197967621976929,9.0197967621976929,9.0197967621976929,10.023052380778998,10.023052380778998,8.016652840637061]
[220,1671.3454846903555,1513.0267370160941,1403.1208156390885,1318.4285113946478,1260.9618089825374,1205.5139617506477,1153.0928843885954,1096.6420829267092,1046.2420310439961,999.87612340042017,952.50448116116092,915.2135621254165,874.90076490654008,840.63634328996886,816.45052956695815,786.21927157197922,752.96623108109668,729.79073342857248,713.66908038924851,681.426874236142,611.90990452585947,566.57695139125042,536.35697932476273,523.26218091041574,489.01581600698364,440.67212988461301,393.34074331293886,349.03566352307149,307.75643880970762,265.47616224135629,231.25416527541577,184.96205452537305,140.69354214646376,97.444763521530547,58.235984471133037,18.052101952375242,11.02640849775289,11.02640849775289,14.036995597894803,14.036995597894803,15.040675804218308,16.044422974417238,18.052101952375242,18.052101952375242,18.052101952375242,19.056026783849234,20.060004479273225,19.056026783849234,20.060004479273225,19.056026783849234,18.052101952375242,16.044422974417238,20.060004479273225,15.040675804218308,18.052101952375242,15.040675804218308,16.044422974417238,15.040675804218308,13.03338714150617,13.03338714150617,13.03338714150617,13.03338714150617,13.03338714150617,12.029855959070284,12.029855959070284,11.02640849775289,10.023052380778998,11.02640849775289,12.029855959070284,11.02640849775289,10.023052380778998,10.023052380778998,8.016652840637061]
[222.5,1671.3454846903555,1522.1019025491566,1414.2118595312106,1330.5270871390355,1275.0761997376587,1218.6195908767722,1164.1817634666452,1108.7384438202087,1061.3617971193553,1017.011105086951,970.64654035114972,928.31560705822335,890.01785088596125,857.76838316697331,831.56658058905714,804.357889807883,773.11941785205272,751.95858576924502,725.76028650321916,705.60838979549055,647.1712023231205,602.84303721328456,561.54017517044895,551.46675853493446,512.18222225713123,459.80756926967933,410.45998340822337,368.16675228114894,324.871583172518,281.58219456930817,240.31246534296974,196.03095062626178,147.73542711369169,104.48414005107793,63.261558950597731,19.056026783849234,11.02640849775289,13.03338714150617,16.044422974417238,16.044422974417238,17.048232921663399,17.048232921663399,18.052101952375242,19.056026783849234,19.056026783849234,21.064032395764698,20.060004479273225,20.060004479273225,20.060004479273225,21.064032395764698,20.060004479273225,19.056026783849234,20.060004479273225,18.052101952375242,18.052101952375242,17.048232921663399,16.044422974417238,16.044422974417238,14.036995597894803,14.036995597894803,14.036995597894803,13.03338714150617,14.036995597894803,14.036995597894803,13.03338714150617,13.03338714150617,13.03338714150617,12.029855959070284,12.029855959070284,13.03338714150617,12.029855959070284,10.023052380778998,8.016652840637061]
[225,1671.3454846903555,1530.1687617458649,1427.3195688376973,1345.6504612583315,1287.1743732541738,1229.7090794083842,1181.3193292356812,1123.8590801752944,1076.4817783804408,1031.1224832580795,987.78101853697399,945.44932878769396,905.13519339150332,869.86179401276763,845.67514265533873,826.52786616586718,788.23465312812414,769.08873806861379,748.93565793445475,722.73746597640445,660.26875041270193,627.02164734385292,599.82077828211254,584.70971336682805,536.35697932476273,479.95099617070338,431.60826196609258,389.31279381754297,346.01505962239901,298.69586175506231,252.3907273486665,204.08145125625859,158.80191819600202,111.52399075900288,67.282307497705418,21.064032395764698,13.03338714150617,14.036995597894803,15.040675804218308,18.052101952375242,18.052101952375242,18.052101952375242,20.060004479273225,20.060004479273225,19.056026783849234,21.064032395764698,20.060004479273225,22.068108142325048,23.072229545451361,22.068108142325048,20.060004479273225,19.056026783849234,21.064032395764698,17.048232921663399,17.048232921663399,18.052101952375242,17.048232921663399,16.044422974417238,16.044422974417238,15.040675804218308,14.036995597894803,15.040675804218308,15.040675804218308,14.036995597894803,13.03338714150617,13.03338714150617,13.03338714150617,14.036995597894803,13.03338714150617,12.029855959070284,12.029855959070284,11.02640849775289,8.016652840637061]
[227.5,1671.3454846903555,1539.2440291144057,1439.4190995743888,1362.7904904313311,1302.2972497757735,1246.8475760584727,1192.4084749600293,1138.979919772223,1092.6099921774353,1049.2659668965161,1005.92373075542,964.5991493330996,926.29989574785589,889.01003712505587,863.81506744737169,840.63634328996886,807.3810328268321,785.21158272846617,763.0427579963532,739.86694776308775,684.44951741281852,655.23120091604528,626.01418640486224,609.89503345385992,570.60640459417959,508.15320548172508,450.74331252607004,409.45294924287418,367.1598276496963,321.85119673416409,272.52243464871941,217.16418624552571,165.84463549957897,120.57587641098782,71.303296239406109,25.080601549217004,12.029855959070284,14.036995597894803,17.048232921663399,16.044422974417238,18.052101952375242,19.056026783849234,20.060004479273225,22.068108142325048,20.060004479273225,22.068108142325048,21.064032395764698,21.064032395764698,22.068108142325048,22.068108142325048,20.060004479273225,20.060004479273225,22.068108142325048,18.052101952375242,18.052101952375242,18.052101952375242,17.048232921663399,17.048232921663399,15.040675804218308,15.040675804218308,15.040675804218308,14.036995597894803,15.040675804218308,15.040675804218308,13.03338714150617,13.03338714150617,12.029855959070284,14.036995597894803,13.03338714150617,12.029855959070284,12.029855959070284,12.029855959070284,8.016652840637061]
[230,1671.3454846903555,1552.3528429347011,1457.5685859282098,1379.9307349701794,1319.4367218177815,1263.9863080604141,1211.5626960616064,1156.117113614974,1110.7545168260053,1068.4177617813787,1026.0826830543308,984.75726536836657,948.4729591018255,914.20572024248941,884.97879350789503,866.83842546287576,834.58982389522112,805.36560288841395,783.19620891882039,758.00447781129969,705.60838979549055,672.35902531066267,649.18619261853939,634.07391905157954,584.70971336682805,530.31318604523244,478.9438044658425,433.62243854303483,387.29883465531185,339.97393108066609,291.64893568472075,236.28651130948512,178.92475133337754,128.62256901424442,79.345941616877255,28.093457349309364,15.040675804218308,15.040675804218308,19.056026783849234,18.052101952375242,19.056026783849234,20.060004479273225,23.072229545451361,21.064032395764698,21.064032395764698,22.068108142325048,22.068108142325048,23.072229545451361,22.068108142325048,23.072229545451361,22.068108142325048,22.068108142325048,21.064032395764698,18.052101952375242,19.056026783849234,17.048232921663399,17.048232921663399,17.048232921663399,16.044422974417238,15.040675804218308,15.040675804218308,15.040675804218308,14.036995597894803,15.040675804218308,14.036995597894803,14.036995597894803,14.036995597894803,13.03338714150617,14.036995597894803,13.03338714150617,12.029855959070284,12.029855959070284,8.016652840637061]
[232.5,1671.3454846903555,1561.4282404181374,1473.7016523162054,1396.0629241738613,1332.5435271419701,1278.1007324082996,1230.7172196970171,1174.2626542209405,1130.9154468603931,1087.5698996509766,1046.2420310439961,1010.9634313066751,973.67024998967611,941.4178367344432,912.19003980772868,893.04129900390069,860.79172000305243,832.57432713971048,805.36560288841395,779.16547685559692,724.7526782608445,691.50240325002358,670.34396430528011,645.15621829516817,601.83561588397004,552.47409198138303,503.11697942016013,454.77184881299468,410.45998340822337,361.11833806008326,308.76318618903616,254.40382792207021,198.04354533856682,139.68758692140284,83.367575300668861,28.093457349309364,15.040675804218308,17.048232921663399,20.060004479273225,20.060004479273225,19.056026783849234,21.064032395764698,22.068108142325048,21.064032395764698,21.064032395764698,23.072229545451361,23.072229545451361,22.068108142325048,23.072229545451361,23.072229545451361,21.064032395764698,20.060004479273225,21.064032395764698,18.052101952375242,18.052101952375242,18.052101952375242,17.048232921663399,16.044422974417238,16.044422974417238,18.052101952375242,16.044422974417238,15.040675804218308,16.044422974417238,15.040675804218308,14.036995597894803,14.036995597894803,13.03338714150617,13.03338714150617,13.03338714150617,13.03338714150617,12.029855959070284,11.02640849775289,8.016652840637061]
[235,1671.3454846903555,1575.5456300224012,1487.8182302094006,1413.2035792127422,1354.7245673567784,1301.2890525268974,1249.872041166662,1197.4490298593973,1152.0848097396088,1111.7625547001749,1071.4417609051841,1035.15434114499,997.86026239152636,966.61494214244817,941.4178367344432,924.28418881946754,891.02566578692733,860.79172000305243,835.59757409714064,806.37331722858721,753.97387774006802,718.70705826340179,699.56293216247195,669.33643607066585,623.99926938862291,571.61377234442114,529.30589383410154,487.00139698135308,442.68634818412619,385.28488595522572,327.89199766453015,271.5158130503724,217.16418624552571,156.78976997111801,92.416946510646028,32.111095952304076,16.044422974417238,18.052101952375242,20.060004479273225,20.060004479273225,21.064032395764698,21.064032395764698,22.068108142325048,23.072229545451361,21.064032395764698,22.068108142325048,23.072229545451361,23.072229545451361,23.072229545451361,23.072229545451361,22.068108142325048,19.056026783849234,21.064032395764698,17.048232921663399,18.052101952375242,18.052101952375242,16.044422974417238,16.044422974417238,16.044422974417238,15.040675804218308,16.044422974417238,15.040675804218308,15.040675804218308,15.040675804218308,13.03338714150617,13.03338714150617,13.03338714150617,14.036995597894803,12.029855959070284,12.029855959070284,12.029855959070284,10.023052380778998,8.016652840637061]
[237.5,1671.3454846903555,1585.6295571764856,1502.9432835487548,1435.3859113303176,1378.9224793778756,1323.4695712007247,1276.084376499027,1221.6439868802856,1179.3031320662135,1138.979919772223,1096.6420829267092,1062.3697892092532,1027.0906411206226,994.83647850888315,971.654442519893,954.52024858783284,921.26063666397067,893.04129900390069,866.83842546287576,840.63634328996886,791.25773511047908,754.98152574436392,736.84406898263978,706.6159711103785,659.26123743228948,601.83561588397004,558.51813107578766,516.21127069520219,470.88634737729012,418.51634508443101,361.11833806008326,297.68914776956171,242.32546769872059,173.89382052669683,102.47283981975923,34.120107905260866,17.048232921663399,17.048232921663399,21.064032395764698,20.060004479273225,22.068108142325048,21.064032395764698,22.068108142325048,22.068108142325048,23.072229545451361,22.068108142325048,23.072229545451361,23.072229545451361,22.068108142325048,23.072229545451361,22.068108142325048,19.056026783849234,21.064032395764698,19.056026783849234,18.052101952375242,16.044422974417238,17.048232921663399,15.040675804218308,15.040675804218308,15.040675804218308,14.036995597894803,12.029855959070284,13.03338714150617,13.03338714150617,12.029855959070284,12.029855959070284,13.03338714150617,12.029855959070284,12.029855959070284,13.03338714150617,12.029855959070284,10.023052380778998,8.016652840637061]
[240,1671.3454846903555,1594.7051464033593,1520.0851944146068,1452.5270391734393,1403.1208156390885,1349.6833897798092,1305.3218461984061,1252.8965135862265,1204.5058423091175,1170.2302875026519,1129.907391777464,1091.6019718106104,1057.3298383323311,1025.0747259772024,1002.8999225239919,980.72560891008311,953.51236434235159,925.29204173531855,905.13519339150332,880.94756823543594,832.57432713971048,792.26543167088664,773.11941785205272,744.90510645760855,699.56293216247195,641.12626911992743,601.83561588397004,559.52547729664832,510.16770989602873,456.78613034538233,396.36173249989935,337.96024530447613,273.5290599615526,193.0120973286374,118.56428573008029,37.13384546983891,17.048232921663399,19.056026783849234,20.060004479273225,21.064032395764698,20.060004479273225,21.064032395764698,22.068108142325048,22.068108142325048,20.060004479273225,22.068108142325048,22.068108142325048,23.072229545451361,23.072229545451361,23.072229545451361,21.064032395764698,19.056026783849234,20.060004479273225,17.048232921663399,17.048232921663399,16.044422974417238,15.040675804218308,15.040675804218308,15.040675804218308,13.03338714150617,15.040675804218308,14.036995597894803,13.03338714150617,14.036995597894803,12.029855959070284,13.03338714150617,12.029855959070284,11.02640849775289,12.029855959070284,11.02640849775289,11.02640849775289,10.023052380778998,8.016652840637061]
[242.5,1671.3454846903555,1607.8144218600987,1534.2022072902007,1475.7182980603359,1431.3527344074739,1375.8977170220621,1339.6010911273706,1288.1825595230227,1243.8231182793565,1207.5302031596229,1166.1979346651469,1128.8993375929786,1096.6420829267092,1063.3777822545951,1040.1941855580774,1016.0031569562071,993.82855258696566,966.61494214244817,945.44932878769396,925.29204173531855,882.96317857335953,836.60532551321876,825.52012695763631,793.27312951172269,748.93565793445475,694.5250906509001,657.24621608837697,612.91734254867754,568.59167442682008,515.20400563086378,457.79327444158969,401.3967655095604,318.83083861221496,228.23481001690109,130.63432201828778,40.147827669756929,17.048232921663399,18.052101952375242,21.064032395764698,20.060004479273225,21.064032395764698,20.060004479273225,21.064032395764698,21.064032395764698,22.068108142325048,23.072229545451361,23.072229545451361,22.068108142325048,21.064032395764698,22.068108142325048,20.060004479273225,18.052101952375242,19.056026783849234,16.044422974417238,15.040675804218308,16.044422974417238,14.036995597894803,14.036995597894803,14.036995597894803,14.036995597894803,13.03338714150617,13.03338714150617,13.03338714150617,13.03338714150617,14.036995597894803,12.029855959070284,12.029855959070284,11.02640849775289,12.029855959070284,10.023052380778998,11.02640849775289,10.023052380778998,8.016652840637061]
[245,1671.3454846903555,1615.8817214250384,1551.3444687027222,1501.9349419116575,1463.6184650240459,1410.1787425713437,1371.8647108836617,1333.5517482868315,1289.1907465801335,1253.9046726811175,1217.6114605410178,1182.3274291099117,1150.0686630859591,1111.7625547001749,1083.5378424249502,1058.3378265913834,1041.2021573717921,1010.9634313066751,987.78101853697399,968.63073915137215,937.38636192823219,892.03348182666912,884.97879350789503,859.78393987716277,809.39646779127065,753.97387774006802,721.72986193823385,685.45706810466959,662.28378097872496,620.97690605782327,574.63588622392331,507.14595626443844,389.31279381754297,253.39727563823948,145.72342504642882,44.166819783667599,19.056026783849234,19.056026783849234,22.068108142325048,20.060004479273225,20.060004479273225,21.064032395764698,21.064032395764698,21.064032395764698,20.060004479273225,21.064032395764698,22.068108142325048,21.064032395764698,21.064032395764698,20.060004479273225,19.056026783849234,17.048232921663399,18.052101952375242,16.044422974417238,16.044422974417238,16.044422974417238,14.036995597894803,14.036995597894803,13.03338714150617,13.03338714150617,13.03338714150617,12.029855959070284,12.029855959070284,12.029855959070284,12.029855959070284,11.02640849775289,11.02640849775289,10.023052380778998,10.023052380778998,10.023052380778998,10.023052380778998,10.023052380778998,8.016652840637061]
[247.5,1671.3454846903555,1627.9827461528605,1569.4953046517671,1530.1687617458649,1496.8932438795296,1449.5021195076226,1407.153912411736,1377.9142245220639,1338.5928654221241,1314.3956774101373,1285.1580030837267,1250.8801978283477,1220.6358540470935,1186.3598371864221,1165.18984863025,1128.8993375929786,1112.770593487423,1089.5859338675427,1062.3697892092532,1040.1941855580774,1018.0190542156654,966.61494214244817,953.51236434235159,931.33918221922693,896.06475734774426,867.84621381082877,851.72174146906048,839.62858703182133,842.65185942550795,804.357889807883,771.104075329338,681.426874236142,452.75757619336599,285.60884857740479,160.81409189195779,44.166819783667599,18.052101952375242,18.052101952375242,21.064032395764698,20.060004479273225,21.064032395764698,21.064032395764698,22.068108142325048,19.056026783849234,19.056026783849234,20.060004479273225,22.068108142325048,20.060004479273225,20.060004479273225,20.060004479273225,19.056026783849234,17.048232921663399,18.052101952375242,15.040675804218308,15.040675804218308,16.044422974417238,13.03338714150617,13.03338714150617,12.029855959070284,12.029855959070284,12.029855959070284,12.029855959070284,11.02640849775289,12.029855959070284,11.02640849775289,11.02640849775289,10.023052380778998,10.023052380778998,10.023052380778998,9.0197967621976929,10.023052380778998,8.016652840637061,8.016652840637061]
[250,1671.3454846903555,1634.0332922559537,1583.6127666073498,1559.4114808570475,1540.2523954607502,1494.8765694134015,1457.5685859282098,1424.2947021300658,1401.1042715935748,1365.8152238951263,1348.6751565194156,1326.4942162964878,1300.2808560583592,1278.1007324082996,1257.937317151861,1232.7335027485854,1232.7335027485854,1218.6195908767722,1193.4165842398838,1199.4652577592099,1176.2788427705009,1166.1979346651469,1160.1494315402317,1191.4003665316188,1152.0848097396088,1134.9476761605938,1122.8510313983415,1131.9235028409682,1152.0848097396088,1113.7786331869247,1013.9872636925819,722.73746597640445,510.16770989602873,336.95340690676727,182.94959793098093,47.181305740243346,19.056026783849234,19.056026783849234,21.064032395764698,20.060004479273225,21.064032395764698,19.056026783849234,21.064032395764698,21.064032395764698,19.056026783849234,21.064032395764698,20.060004479273225,21.064032395764698,19.056026783849234,19.056026783849234,17.048232921663399,16.044422974417238,16.044422974417238,13.03338714150617,14.036995597894803,14.036995597894803,13.03338714150617,12.029855959070284,11.02640849775289,12.029855959070284,10.023052380778998,11.02640849775289,11.02640849775289,10.023052380778998,11.02640849775289,11.02640849775289,10.023052380778998,10.023052380778998,10.023052380778998,8.016652840637061,8.016652840637061,9.0197967621976929,8.016652840637061]
[252.5,1671.3454846903555,1643.1091533508616,1598.7387581952937,1584.6211615713846,1580.5875855657075,1543.2774984550331,1514.0350860625763,1484.7932379245299,1468.660050025401,1440.4273984006345,1426.3112792229169,1422.2781278895166,1397.0711922049652,1376.9059704032798,1369.8482122539233,1370.8564611983852,1380.9389912984341,1410.1787425713437,1451.5187319182774,1467.6517316400773,1557.3947239015893,1511.0100409375907,1506.9766568509476,1507.9850018626923,1425.3029903202066,1363.7987341748062,1344.6422310132136,1387.9968061579712,1402.1125432541658,1241.8068171737657,972.66234573309464,785.21158272846617,581.68754688117576,383.27094777186403,209.1131760876558,48.186177781824156,19.056026783849234,19.056026783849234,20.060004479273225,21.064032395764698,20.060004479273225,19.056026783849234,20.060004479273225,20.060004479273225,18.052101952375242,20.060004479273225,20.060004479273225,18.052101952375242,19.056026783849234,17.048232921663399,17.048232921663399,16.044422974417238,14.036995597894803,13.03338714150617,14.036995597894803,12.029855959070284,11.02640849775289,11.02640849775289,11.02640849775289,12.029855959070284,10.023052380778998,11.02640849775289,10.023052380778998,10.023052380778998,9.0197967621976929,10.023052380778998,8.016652840637061,9.0197967621976929,8.016652840637061,8.016652840637061,8.016652840637061,9.0197967621976929,8.016652840637061]
[255,1671.3454846903555,1649.1597552543581,1614.8733067748915,1605.7976032793329,1601.7639737125119,1572.5204644301359,1545.2942370762919,1519.0768413494509,1488.826562337018,1458.5768973715776,1443.4522991080316,1435.3859113303176,1413.2035792127422,1420.2615565053034,1446.4772061481001,1484.7932379245299,1540.2523954607502,1668.3201405373907,1620.9238040982657,1664.2863568606779,1608.8228320984331,1548.319349937213,1466.6434139468058,1429.3361502014563,1359.7657636742626,1363.7987341748062,1475.7182980603359,1564.4533846379861,1404.1290887478256,1196.4409171809359,1067.4097639723441,920.25278814681985,710.64631070258758,456.78613034538233,240.31246534296974,51.200917835379968,19.056026783849234,20.060004479273225,22.068108142325048,20.060004479273225,20.060004479273225,19.056026783849234,21.064032395764698,19.056026783849234,18.052101952375242,19.056026783849234,19.056026783849234,18.052101952375242,18.052101952375242,18.052101952375242,15.040675804218308,13.03338714150617,15.040675804218308,13.03338714150617,11.02640849775289,12.029855959070284,11.02640849775289,12.029855959070284,11.02640849775289,10.023052380778998,10.023052380778998,10.023052380778998,10.023052380778998,10.023052380778998,9.0197967621976929,9.0197967621976929,10.023052380778998,9.0197967621976929,7.0136346326260179,8.016652840637061,8.016652840637061,7.0136346326260179,8.016652840637061]
[257.5,1671.3454846903555,1656.2188188320179,1627.9827461528605,1624.9574815204433,1616.8901367038713,1585.6295571764856,1551.3444687027222,1525.1269697549496,1494.8765694134015,1468.660050025401,1473.7016523162054,1475.7182980603359,1494.8765694134015,1550.3360951255308,1659.2441410024423,1658.2356996661829,1677.3961893988017,1652.1850645275526,1566.4701506984791,1529.1604020182688,1516.0517861677681,1462.6101501037324,1432.3610275750814,1456.5602751816705,1560.4198603120992,1697.5653621317338,1729.8365352943624,1600.7555679053571,1450.5104253628438,1384.9720239602775,1293.223502678904,1113.7786331869247,856.76060658544282,541.39352572941186,275.54232167620648,51.200917835379968,19.056026783849234,21.064032395764698,22.068108142325048,20.060004479273225,19.056026783849234,19.056026783849234,20.060004479273225,18.052101952375242,18.052101952375242,18.052101952375242,18.052101952375242,17.048232921663399,18.052101952375242,15.040675804218308,15.040675804218308,13.03338714150617,14.036995597894803,12.029855959070284,10.023052380778998,12.029855959070284,11.02640849775289,10.023052380778998,10.023052380778998,10.023052380778998,9.0197967621976929,9.0197967621976929,9.0197967621976929,10.023052380778998,8.016652840637061,9.0197967621976929,9.0197967621976929,9.0197967621976929,7.0136346326260179,8.016652840637061,9.0197967621976929,7.0136346326260179,8.016652840637061]
[260,1671.3454846903555,1662.2694686834784,1637.0585737058739,1636.05014593482,1618.9069691460379,1584.6211615713846,1552.3528429347011,1531.1771221372917,1507.9850018626923,1503.9516258616848,1542.2691301314956,1590.6715448037448,1648.1513200615109,1687.4807456618453,1712.6923989447016,1618.9069691460379,1593.6967450469183,1571.5120771908057,1518.0684889529637,1528.152042954941,1545.2942370762919,1550.3360951255308,1608.8228320984331,1810.5170757472663,1958.7768239626887,1950.7079698029713,1879.0983663391421,1729.8365352943624,1682.4384599819907,1646.1344515254048,1563.4450025815011,1354.7245673567784,1128.8993375929786,697.5477911939663,316.81728239424859,53.210843750071625,20.060004479273225,20.060004479273225,20.060004479273225,18.052101952375242,18.052101952375242,18.052101952375242,20.060004479273225,18.052101952375242,17.048232921663399,18.052101952375242,18.052101952375242,16.044422974417238,17.048232921663399,14.036995597894803,14.036995597894803,13.03338714150617,12.029855959070284,11.02640849775289,10.023052380778998,11.02640849775289,10.023052380778998,10.023052380778998,10.023052380778998,9.0197967621976929,9.0197967621976929,9.0197967621976929,9.0197967621976929,9.0197967621976929,8.016652840637061,8.016652840637061,9.0197967621976929,8.016652840637061,8.016652840637061,8.016652840637061,7.0136346326260179,7.0136346326260179,8.016652840637061]
[262.5,1671.3454846903555,1670.3370360310155,1642.1007218620907,1638.0670020974976,1614.8733067748915,1581.5959786041019,1560.4198603120992,1552.3528429347011,1543.2774984550331,1572.5204644301359,1638.0670020974976,1693.5315083418986,1694.5399708903694,1679.4130958175858,1663.2779124666752,1604.789194937694,1582.6043722847851,1607.8144218600987,1583.6127666073498,1623.9490612261534,1696.5568977856435,1827.6621588599942,2080.8222163334694,2162.5260481349956,2137.3084815445268,2121.1693946979126,2033.4152816143667,2053.5883118446627,2047.5363818999649,2008.1992752159911,1917.4243003622842,1735.8874475614546,1426.3112792229169,794.28082863136376,330.91243995228746,53.210843750071625,19.056026783849234,19.056026783849234,21.064032395764698,19.056026783849234,19.056026783849234,17.048232921663399,18.052101952375242,19.056026783849234,17.048232921663399,17.048232921663399,17.048232921663399,16.044422974417238,15.040675804218308,14.036995597894803,13.03338714150617,11.02640849775289,12.029855959070284,9.0197967621976929,10.023052380778998,10.023052380778998,9.0197967621976929,10.023052380778998,10.023052380778998,9.0197967621976929,9.0197967621976929,8.016652840637061,8.016652840637061,8.016652840637061,8.016652840637061,9.0197967621976929,8.016652840637061,7.0136346326260179,9.0197967621976929,8.016652840637061,7.0136346326260179,7.0136346326260179,8.016652840637061]
[265,1671.3454846903555,1672.3539339575655,1642.1007218620907,1637.0585737058739,1613.8648927538252,1589.6631459994105,1582.6043722847851,1594.7051464033593,1598.7387581952937,1654.2019404514808,1705.6330984165525,1735.8874475614546,1704.6246292924041,1672.3539339575655,1668.3201405373907,1652.1850645275526,1658.2356996661829,1718.7432511089901,1720.7602065632027,1791.3551160479287,2053.5883118446627,2292.6532876025276,2331.9955533256339,2389.4969776028306,2517.6191102325738,2389.4969776028306,2385.4617444424284,2353.1801256222097,2408.6644278867211,2344.1009997793635,2347.1273711636914,2167.5695968162627,1653.1935021822549,851.72174146906048,324.871583172518,52.205871129025049,19.056026783849234,19.056026783849234,19.056026783849234,19.056026783849234,19.056026783849234,18.052101952375242,16.044422974417238,17.048232921663399,16.044422974417238,15.040675804218308,16.044422974417238,14.036995597894803,13.03338714150617,13.03338714150617,13.03338714150617,10.023052380778998,12.029855959070284,10.023052380778998,10.023052380778998,10.023052380778998,8.016652840637061,9.0197967621976929,10.023052380778998,9.0197967621976929,7.0136346326260179,7.0136346326260179,9.0197967621976929,8.016652840637061,8.016652840637061,9.0197967621976929,7.0136346326260179,7.0136346326260179,8.016652840637061,7.0136346326260179,6.010760193776199,7.0136346326260179,8.016652840637061]
[267.5,1671.3454846903555,1675.3792854027276,1640.0838607409364,1635.0417187847181,1618.9069691460379,1606.806012253599,1613.8648927538252,1641.0922909919893,1665.2948018651193,1729.8365352943624,1757.065805953526,1755.0488084043577,1729.8365352943624,1703.6161607642787,1732.8619887894267,1753.031813170915,1790.3465975064146,1897.2526597600297,1932.5531700624222,2202.874764337957,2630.614125787446,2568.0627007938024,2581.1781972739732,2753.7034944976781,2591.2670860414801,2652.8101517456475,2757.7393059397168,2873.7713748141391,2998.8894545449957,2925.2305845322676,2901.0143722085454,2521.6545605864412,1802.448857371257,839.62858703182133,327.89199766453015,48.186177781824156,19.056026783849234,20.060004479273225,20.060004479273225,19.056026783849234,18.052101952375242,18.052101952375242,16.044422974417238,18.052101952375242,14.036995597894803,15.040675804218308,17.048232921663399,13.03338714150617,13.03338714150617,13.03338714150617,11.02640849775289,9.0197967621976929,10.023052380778998,9.0197967621976929,10.023052380778998,10.023052380778998,9.0197967621976929,9.0197967621976929,10.023052380778998,9.0197967621976929,9.0197967621976929,8.016652840637061,9.0197967621976929,7.0136346326260179,7.0136346326260179,7.0136346326260179,9.0197967621976929,8.016652840637061,9.0197967621976929,7.0136346326260179,6.010760193776199,6.010760193776199,8.016652840637061]
[270,1671.3454846903555,1677.3961893988017,1640.0838607409364,1639.0754311093124,1635.0417187847181,1632.0164410639579,1648.1513200615109,1690.5061242974168,1731.8535037042891,1777.2359082294392,1789.3380795324433,1788.3295621263294,1764.1253155737052,1773.2018693958976,1862.9613636751676,1910.3642019219667,1937.5961529678818,2120.1607058334635,2467.1765294081893,2791.0349746805823,2713.3457065058828,2721.4172164136776,2991.8261961694775,2930.275654029515,3021.0883745974716,3137.1308093309594,3447.9434329315873,3690.1546429752379,3661.8958293969185,3697.2193802140805,3429.778263048453,2995.8623417753133,2010.2165441400143,925.29204173531855,380.25006033647946,51.200917835379968,18.052101952375242,19.056026783849234,19.056026783849234,18.052101952375242,16.044422974417238,16.044422974417238,15.040675804218308,15.040675804218308,14.036995597894803,15.040675804218308,14.036995597894803,14.036995597894803,14.036995597894803,11.02640849775289,10.023052380778998,9.0197967621976929,11.02640849775289,8.016652840637061,8.016652840637061,9.0197967621976929,8.016652840637061,8.016652840637061,10.023052380778998,10.023052380778998,7.0136346326260179,7.0136346326260179,9.0197967621976929,9.0197967621976929,6.010760193776199,8.016652840637061,8.016652840637061,7.0136346326260179,8.016652840637061,8.016652840637061,7.0136346326260179,5.0080536687636448,8.016652840637061]
[272.5,1671.3454846903555,1681.4300046561746,1644.1175854579226,1646.1344515254048,1651.1766274877552,1662.2694686834784,1691.5145850450635,1740.9298905498288,1786.3125290189562,1817.5767962963719,1830.6877784845742,1831.6963194699567,1843.7988544784041,1900.2783922472568,1999.1215901386311,2081.8308863299858,2229.101826654532,2736.5513618954656,3040.2603003718768,2779.9363741089437,2808.1874440422757,3162.3579985989209,3292.5334558765348,3384.3657599502199,3668.960512433016,3964.6798418701683,4348.2392398910824,4517.8238317346377,4440.0967563587046,4353.2863062195684,4074.6971852411893,3496.3843520086962,2330.9867689503444,1022.0508606905157,454.77184881299468,50.19598424777044,20.060004479273225,17.048232921663399,19.056026783849234,18.052101952375242,16.044422974417238,16.044422974417238,14.036995597894803,14.036995597894803,15.040675804218308,13.03338714150617,14.036995597894803,11.02640849775289,12.029855959070284,11.02640849775289,10.023052380778998,10.023052380778998,9.0197967621976929,8.016652840637061,9.0197967621976929,9.0197967621976929,7.0136346326260179,9.0197967621976929,9.0197967621976929,8.016652840637061,7.0136346326260179,7.0136346326260179,9.0197967621976929,7.0136346326260179,6.010760193776199,9.0197967621976929,9.0197967621976929,6.010760193776199,8.016652840637061,9.0197967621976929,6.010760193776199,6.010760193776199,8.016652840637061]
[275,1671.3454846903555,1686.4722873203068,1645.1260181828966,1657.2272589425841,1675.3792854027276,1693.5315083418986,1736.8959349898671,1783.2869836248437,1823.6280071456438,1858.927134780701,1880.1069336146923,1906.3298716528989,1964.8284863809231,2027.3634114420508,2174.6305846598557,2422.7879098801127,2670.9706746891684,3111.9038227249334,3017.0521951593896,2942.3838561986263,3293.5425882996415,3712.3581482479185,3799.154934525543,4081.7626214925531,4546.0885552256568,4876.192867626808,5072.0452246443429,5261.8475053725879,5258.8186912045821,5112.4281032123354,4603.6279979270566,3911.1862671867352,2755.7213994806179,1297.2562713408183,531.32048016773717,53.210843750071625,20.060004479273225,18.052101952375242,19.056026783849234,17.048232921663399,17.048232921663399,16.044422974417238,14.036995597894803,15.040675804218308,14.036995597894803,13.03338714150617,12.029855959070284,11.02640849775289,12.029855959070284,10.023052380778998,10.023052380778998,8.016652840637061,9.0197967621976929,8.016652840637061,9.0197967621976929,8.016652840637061,8.016652840637061,9.0197967621976929,10.023052380778998,9.0197967621976929,8.016652840637061,7.0136346326260179,8.016652840637061,8.016652840637061,8.016652840637061,8.016652840637061,7.0136346326260179,7.0136346326260179,8.016652840637061,8.016652840637061,6.010760193776199,6.010760193776199,8.016652840637061]
[277.5,1671.3454846903555,1692.5230463933431,1652.1850645275526,1669.328587979903,1699.5822926190442,1726.8110870854687,1777.2359082294392,1820.602399209437,1866.9956012970247,1906.3298716528989,1947.6821580817668,2008.1992752159911,2102.0043884748015,2208.9271357812904,2490.3799898837433,2767.8288603398819,3140.1580613746014,3167.403460629504,3223.9131809793262,3498.4027382516956,4056.5289768456578,4227.1114195246219,4537.0034463339516,5053.8730339280328,5411.271147009742,5675.8014165398363,5823.2167965318577,5980.7332384356414,6024.1519653769174,5884.8092636716774,5395.1170390267225,4255.3742710675315,3090.7133117917897,1577.5624103083503,568.59167442682008,56.225874000831865,18.052101952375242,17.048232921663399,18.052101952375242,15.040675804218308,16.044422974417238,15.040675804218308,14.036995597894803,15.040675804218308,12.029855959070284,13.03338714150617,12.029855959070284,10.023052380778998,9.0197967621976929,9.0197967621976929,10.023052380778998,9.0197967621976929,9.0197967621976929,9.0197967621976929,8.016652840637061,9.0197967621976929,7.0136346326260179,10.023052380778998,10.023052380778998,9.0197967621976929,9.0197967621976929,8.016652840637061,8.016652840637061,8.016652840637061,7.0136346326260179,9.0197967621976929,8.016652840637061,9.0197967621976929,10.023052380778998,8.016652840637061,9.0197967621976929,7.0136346326260179,8.016652840637061]
[280,1671.3454846903555,1695.5484340384025,1661.2610255114619,1680.421549934586,1722.7771643791923,1762.1083099403497,1816.5682631097154,1857.9185789229516,1921.45865399429,1960.7940426962784,2045.5190758868755,2129.2389228451902,2287.6094559165385,2480.2915021508074,2722.4261568351762,3154.285276082383,3426.7507440651152,3303.6339295038551,3780.9879998528395,4344.201591041654,4553.1547635720135,5079.1122052790697,5422.3771242028279,5793.9353596545707,6067.5710049485124,6499.758482713416,6582.5640944609086,6573.4756225819847,6723.9419271937113,6796.6516872459952,6115.0293799188594,4654.1017851245915,3222.9040701007925,1717.7347742684135,484.98698627977393,55.220845530457993,19.056026783849234,17.048232921663399,18.052101952375242,16.044422974417238,17.048232921663399,15.040675804218308,14.036995597894803,14.036995597894803,11.02640849775289,12.029855959070284,12.029855959070284,10.023052380778998,11.02640849775289,10.023052380778998,10.023052380778998,9.0197967621976929,10.023052380778998,8.016652840637061,9.0197967621976929,9.0197967621976929,7.0136346326260179,9.0197967621976929,9.0197967621976929,10.023052380778998,8.016652840637061,8.016652840637061,10.023052380778998,9.0197967621976929,9.0197967621976929,10.023052380778998,10.023052380778998,9.0197967621976929,10.023052380778998,7.0136346326260179,8.016652840637061,9.0197967621976929,8.016652840637061]
[282.5,1671.3454846903555,1695.5484340384025,1665.2948018651193,1694.5399708903694,1741.9383808997075,1797.4062391975117,1848.8416008511138,1894.226932093404,1979.9577237667249,2036.44122345151,2172.6131572212835,2277.5218258983418,2538.8052964415742,2693.1670368343684,3018.0612395134881,3504.457903958024,3572.074626910488,3760.8026191746362,4551.135845782992,5207.3291178028903,5263.8667157856162,5733.3535466528538,6206.9179152865672,6366.4638637997386,6644.164066742992,7054.1716150211842,7358.1581809122536,7211.7178708696974,7371.2874552435023,7628.8278932545991,6798.6714139340384,5316.3664572629268,3473.1729940463779,1666.3032474796319,434.62953033917995,51.200917835379968,20.060004479273225,17.048232921663399,17.048232921663399,17.048232921663399,16.044422974417238,13.03338714150617,12.029855959070284,13.03338714150617,11.02640849775289,12.029855959070284,12.029855959070284,9.0197967621976929,10.023052380778998,11.02640849775289,10.023052380778998,8.016652840637061,8.016652840637061,8.016652840637061,9.0197967621976929,8.016652840637061,9.0197967621976929,10.023052380778998,10.023052380778998,10.023052380778998,10.023052380778998,9.0197967621976929,10.023052380778998,9.0197967621976929,8.016652840637061,10.023052380778998,10.023052380778998,8.016652840637061,10.023052380778998,8.016652840637061,8.016652840637061,9.0197967621976929,8.016652840637061]
[285,1671.3454846903555,1696.5568977856435,1670.3370360310155,1709.6669808663319,1765.1338192544852,1825.6450818896419,1879.0983663391421,1937.5961529678818,2044.5104236255195,2133.2736983830673,2302.7409842063093,2456.0792991635499,2722.4261568351762,2906.0593998451604,3410.6040213408155,3758.7840870500531,4063.5943815822534,4432.0212936052412,5478.9169958024386,5815.1391440494363,5894.90645105365,6305.8763188397024,6560.3478520342105,6783.5234783966825,7186.4698401269225,7366.2377315799022,7778.3063464519773,8077.2718086592395,8156.0551054598591,7821.7364375254238,7324.8301281979493,5724.2663296951332,3647.7665041985438,1684.4553724448606,369.17367966376946,52.205871129025049,19.056026783849234,18.052101952375242,17.048232921663399,17.048232921663399,15.040675804218308,15.040675804218308,12.029855959070284,13.03338714150617,10.023052380778998,12.029855959070284,11.02640849775289,10.023052380778998,10.023052380778998,9.0197967621976929,9.0197967621976929,9.0197967621976929,9.0197967621976929,8.016652840637061,9.0197967621976929,10.023052380778998,8.016652840637061,9.0197967621976929,9.0197967621976929,10.023052380778998,10.023052380778998,9.0197967621976929,11.02640849775289,10.023052380778998,9.0197967621976929,9.0197967621976929,9.0197967621976929,10.023052380778998,10.023052380778998,9.0197967621976929,9.0197967621976929,10.023052380778998,8.016652840637061]
[287.5,1671.3454846903555,1693.5315083418986,1677.3961893988017,1720.7602065632027,1786.3125290189562,1853.8843609643134,1915.4071267251618,1987.0180741241566,2113.0998972186903,2258.3554519985455,2420.7702645484264,2631.6230320113164,2904.0413877397095,3246.1136999658443,3817.3219559835075,4065.6130709049071,4594.5427747676003,5387.0400031463205,5931.2564684784265,6423.0127589119684,6547.2201077298423,6452.2972039189399,7045.0825144546443,7283.4227586611596,7408.6555176065476,7895.4671430798489,8358.0670154732416,8809.5810993246942,8442.9134791324304,7691.4468924099019,6694.656273038433,5560.6989112579622,3634.6464654654005,1541.2607624665918,308.76318618903616,51.200917835379968,21.064032395764698,19.056026783849234,18.052101952375242,16.044422974417238,14.036995597894803,14.036995597894803,13.03338714150617,13.03338714150617,12.029855959070284,12.029855959070284,10.023052380778998,10.023052380778998,11.02640849775289,11.02640849775289,11.02640849775289,8.016652840637061,9.0197967621976929,11.02640849775289,9.0197967621976929,9.0197967621976929,9.0197967621976929,10.023052380778998,9.0197967621976929,10.023052380778998,10.023052380778998,10.023052380778998,12.029855959070284,11.02640849775289,8.016652840637061,12.029855959070284,12.029855959070284,10.023052380778998,11.02640849775289,10.023052380778998,11.02640849775289,10.023052380778998,8.016652840637061]
[290,1671.3454846903555,1693.5315083418986,1685.4638295811908,1733.8704744608951,1807.4914896384403,1883.1326386831654,1955.750999754207,2043.5017718612796,2177.6567293228982,2366.29448025184,2539.8141668687681,2802.1336193422089,3158.3216347639709,3711.3488951241502,4070.6597985912872,4435.0495904166355,5267.9051389327296,6100.892804086152,6102.912312917676,6868.3523505291187,6828.967386085219,6809.7799214280849,7058.2112190292173,7736.8964852050121,7956.0682382894156,8568.1645751228953,8812.6114746495787,8753.0142847962143,8216.6581591826452,7435.9242225433927,6360.4050832920766,5120.5047172466666,3287.4877983976407,1495.8849063069583,288.62887634657591,52.205871129025049,20.060004479273225,17.048232921663399,17.048232921663399,15.040675804218308,15.040675804218308,13.03338714150617,13.03338714150617,12.029855959070284,10.023052380778998,11.02640849775289,11.02640849775289,10.023052380778998,10.023052380778998,10.023052380778998,10.023052380778998,8.016652840637061,10.023052380778998,8.016652840637061,10.023052380778998,10.023052380778998,10.023052380778998,9.0197967621976929,10.023052380778998,10.023052380778998,10.023052380778998,10.023052380778998,11.02640849775289,11.02640849775289,12.029855959070284,12.029855959070284,12.029855959070284,11.02640849775289,11.02640849775289,10.023052380778998,11.02640849775289,10.023052380778998,8.016652840637061]
[292.5,1671.3454846903555,1698.573827076319,1698.573827076319,1748.9978296618476,1834.7219457534077,1920.4500647922634,2000.1302197837717,2110.0738435944186,2264.4079736344561,2484.3268923340765,2656.8458128075108,3105.8493762771986,3435.8333090220981,4113.0525571811804,4361.3616245011362,5000.3664078822803,5744.4601646945985,6481.5817817047846,6517.9352345029783,6757.2671368923202,7190.5095190989477,6957.221815182701,7304.631382055637,8065.1513694079467,8873.2191992857097,8646.952493749046,8671.1950748377913,8472.2059088725873,7737.9064791912797,6980.449249154547,6229.1329307919686,4799.4693272548984,2889.9153422815948,1144.0202443352066,283.5955144338393,52.205871129025049,20.060004479273225,19.056026783849234,16.044422974417238,16.044422974417238,14.036995597894803,15.040675804218308,11.02640849775289,13.03338714150617,11.02640849775289,12.029855959070284,11.02640849775289,10.023052380778998,10.023052380778998,10.023052380778998,10.023052380778998,9.0197967621976929,9.0197967621976929,10.023052380778998,9.0197967621976929,10.023052380778998,9.0197967621976929,10.023052380778998,10.023052380778998,11.02640849775289,10.023052380778998,10.023052380778998,12.029855959070284,12.029855959070284,10.023052380778998,13.03338714150617,12.029855959070284,11.02640849775289,14.036995597894803,12.029855959070284,12.029855959070284,11.02640849775289,8.016652840637061]
[295,1671.3454846903555,1707.6500384515043,1711.6839256582271,1768.1593337492909,1860.9442481358299,1958.7768239626887,2059.6402596066764,2179.6741614325315,2374.3648884472714,2603.3738043476001,2912.113444557267,3330.8807043093393,3685.1084103613739,4419.9081270447132,4991.2804336876488,5352.7127358441867,6078.6782510645717,6609.8295852437877,6700.7153634163196,6568.4264769612073,7171.3210641963005,7506.6213293102219,7730.8365240540679,8204.5375126090876,8755.0345218977036,8672.2051838538591,8204.5375126090876,7812.6463984845741,7395.5261768930113,6963.2811383257767,5948.4218319289748,4398.7101654194566,2544.8585250067572,1067.4097639723441,263.46297565607262,53.210843750071625,20.060004479273225,18.052101952375242,18.052101952375242,17.048232921663399,15.040675804218308,13.03338714150617,13.03338714150617,13.03338714150617,12.029855959070284,12.029855959070284,11.02640849775289,11.02640849775289,12.029855959070284,11.02640849775289,11.02640849775289,9.0197967621976929,10.023052380778998,10.023052380778998,10.023052380778998,10.023052380778998,12.029855959070284,10.023052380778998,10.023052380778998,12.029855959070284,12.029855959070284,12.029855959070284,14.036995597894803,12.029855959070284,11.02640849775289,12.029855959070284,13.03338714150617,11.02640849775289,13.03338714150617,13.03338714150617,12.029855959070284,11.02640849775289,8.016652840637061]
[297.5,1671.3454846903555,1709.6669808663319,1721.768685176148,1787.3210452883925,1888.1754912527256,1994.0784495437802,2126.2128462034316,2265.4167288128779,2465.1588474663408,2741.5960956598783,3155.294365269292,3473.1729940463779,4055.5196343149314,4896.3834742117115,5460.7434017878941,5536.4671065347065,6356.3658994897805,6589.6329145899426,6630.0263175482132,6706.7744592676409,7107.6965551714147,8248.9799706314316,8339.8857420536533,8159.0852474895855,8207.567672576517,8217.6682138704,7934.8578023313448,7522.7807616211185,7268.2737797132359,6601.7509095736386,5381.9918618635193,3990.9222370801904,2208.9271357812904,1100.6741884862965,274.53568897522905,52.205871129025049,21.064032395764698,18.052101952375242,18.052101952375242,16.044422974417238,15.040675804218308,13.03338714150617,14.036995597894803,13.03338714150617,12.029855959070284,11.02640849775289,11.02640849775289,10.023052380778998,10.023052380778998,10.023052380778998,10.023052380778998,10.023052380778998,10.023052380778998,11.02640849775289,10.023052380778998,12.029855959070284,11.02640849775289,11.02640849775289,10.023052380778998,13.03338714150617,12.029855959070284,11.02640849775289,13.03338714150617,13.03338714150617,12.029855959070284,13.03338714150617,12.029855959070284,12.029855959070284,13.03338714150617,12.029855959070284,13.03338714150617,11.02640849775289,8.016652840637061]
[300,1671.3454846903555,1709.6669808663319,1728.8280519702566,1804.465908589119,1909.3556185560697,2033.4152816143667,2190.7700713335016,2335.0219090664305,2555.9561480433085,2866.7084175069831,3321.7984212107694,3686.1176563321983,4675.3009391612513,5154.8304686324491,5458.7241172901468,5938.3245533088939,6390.6990433779265,6367.4736611111894,6580.5444329594202,6895.6189966207176,7389.4664890302083,8139.8943669719429,8590.3867355876409,8299.4830541225274,7568.2293506699943,7513.6910766745796,7764.1663690101259,7699.5268004543359,7113.7560077879734,6033.23964553936,4770.1935613929681,3268.314370634625,1974.9146317621396,1111.7625547001749,261.44980443871583,49.191070759971105,20.060004479273225,18.052101952375242,16.044422974417238,15.040675804218308,15.040675804218308,14.036995597894803,13.03338714150617,13.03338714150617,11.02640849775289,13.03338714150617,13.03338714150617,10.023052380778998,10.023052380778998,12.029855959070284,12.029855959070284,10.023052380778998,11.02640849775289,10.023052380778998,11.02640849775289,14.036995597894803,12.029855959070284,12.029855959070284,12.029855959070284,12.029855959070284,13.03338714150617,13.03338714150617,15.040675804218308,13.03338714150617,11.02640849775289,13.03338714150617,14.036995597894803,13.03338714150617,14.036995597894803,13.03338714150617,14.036995597894803,12.029855959070284,8.016652840637061]
[302.5,1671.3454846903555,1711.6839256582271,1738.9129116012623,1819.5938643465445,1931.544575057809,2071.7442083739506,2253.3116963455018,2406.6467943442826,2636.6675689238086,2986.7810218124014,3488.3108186834729,4137.2771869337084,4993.2995376373519,4983.2040260517906,5734.3632383145423,6285.6805994779688,6127.1464709063393,6161.4783585498108,6649.2132701705441,7212.7277939382111,7757.0963899334174,7905.5672934416862,8174.2359744932064,8008.5895606103295,7742.9564510977207,7328.8698841085934,7434.9142687249805,7546.0100063014734,6897.6387524730517,5620.2692120170987,4128.1929341264913,2799.1067118900901,1906.3298716528989,935.3706310158758,229.24125736189183,49.191070759971105,20.060004479273225,18.052101952375242,17.048232921663399,16.044422974417238,14.036995597894803,13.03338714150617,13.03338714150617,13.03338714150617,11.02640849775289,11.02640849775289,11.02640849775289,11.02640849775289,12.029855959070284,12.029855959070284,11.02640849775289,10.023052380778998,12.029855959070284,10.023052380778998,12.029855959070284,10.023052380778998,12.029855959070284,11.02640849775289,12.029855959070284,13.03338714150617,12.029855959070284,12.029855959070284,14.036995597894803,14.036995597894803,13.03338714150617,14.036995597894803,15.040675804218308,14.036995597894803,15.040675804218308,14.036995597894803,15.040675804218308,13.03338714150617,8.016652840637061]
[305,1671.3454846903555,1715.717822362054,1750.0063246685534,1835.7304889559762,1954.7423927236248,2112.0912121959464,2303.7497562979956,2492.3976923349378,2704.265286534715,3144.1944019675352,3692.1731379515668,4475.427078072772,4765.1460336653763,5511.2257559528471,5823.2167965318577,5984.7721765302231,6074.6392501290466,6151.3807246511005,6599.7312421987763,7503.5914396184953,7831.8364932811255,7703.5667576535943,7652.0574622872537,7558.1296405941102,7705.5867370469996,8014.6497353711775,7721.7465912265434,6887.5399791230939,6025.1617069412605,4870.1357019217567,3596.2958549198647,2640.7032053967155,1813.5426669071608,778.15779709038316,226.22192864759808,48.186177781824156,19.056026783849234,17.048232921663399,17.048232921663399,15.040675804218308,15.040675804218308,13.03338714150617,13.03338714150617,12.029855959070284,13.03338714150617,13.03338714150617,10.023052380778998,11.02640849775289,12.029855959070284,12.029855959070284,10.023052380778998,11.02640849775289,12.029855959070284,10.023052380778998,11.02640849775289,12.029855959070284,12.029855959070284,12.029855959070284,13.03338714150617,14.036995597894803,12.029855959070284,14.036995597894803,15.040675804218308,14.036995597894803,13.03338714150617,14.036995597894803,15.040675804218308,14.036995597894803,15.040675804218308,15.040675804218308,16.044422974417238,13.03338714150617,8.016652840637061]
[307.5,1671.3454846903555,1717.7347742684135,1761.0998079884325,1848.8416008511138,1974.9146317621396,2144.3693703781632,2346.1185802688565,2562.0094172746362,2795.0708403745029,3308.6796116597739,3801.1734881871989,4559.2115223034107,5039.7391529326314,5676.8110980260308,5271.9435651726426,6083.7270060040009,6153.4002501069972,6087.7660129693795,6839.066073336403,7161.2218979986246,7906.577309187157,7465.2129428129265,7166.2714793201894,7388.4565415355992,7785.3763448054715,8159.0852474895855,7882.3369669086733,6900.6683873593347,5393.0977789234066,3978.81034087836,3028.151701572182,2435.9026453891524,1606.806012253599,663.29129855967244,216.15779343785601,46.176455080303917,19.056026783849234,17.048232921663399,18.052101952375242,16.044422974417238,14.036995597894803,13.03338714150617,13.03338714150617,12.029855959070284,12.029855959070284,12.029855959070284,10.023052380778998,9.0197967621976929,11.02640849775289,11.02640849775289,11.02640849775289,10.023052380778998,11.02640849775289,11.02640849775289,11.02640849775289,13.03338714150617,12.029855959070284,12.029855959070284,13.03338714150617,14.036995597894803,13.03338714150617,14.036995597894803,14.036995597894803,15.040675804218308,13.03338714150617,14.036995597894803,14.036995597894803,14.036995597894803,16.044422974417238,14.036995597894803,14.036995597894803,12.029855959070284,8.016652840637061]
[310,1671.3454846903555,1718.7432511089901,1772.1933611192419,1863.9699222631748,1998.1129610018729,2168.5783079602379,2383.4441304186876,2618.5072812946296,2953.4830852530245,3421.7048850321039,3970.7357638663043,4633.9122042903655,5369.8763420927153,5111.4185273538842,5765.6637677651042,5711.1403750934896,5938.3245533088939,6543.1808070779116,6556.3085432968119,7147.0830892297181,7001.6569736989231,7496.5217017583855,7324.8301281979493,7173.3408991414635,7698.5168114853641,7998.4892795243841,7553.0797906109738,6544.1906320074168,4823.6976822392398,3655.840397630664,2802.1336193422089,2133.2736983830673,1300.2808560583592,579.67277793349717,209.1131760876558,46.176455080303917,19.056026783849234,16.044422974417238,17.048232921663399,15.040675804218308,13.03338714150617,12.029855959070284,13.03338714150617,13.03338714150617,11.02640849775289,11.02640849775289,11.02640849775289,10.023052380778998,10.023052380778998,11.02640849775289,11.02640849775289,10.023052380778998,13.03338714150617,11.02640849775289,11.02640849775289,13.03338714150617,12.029855959070284,12.029855959070284,12.029855959070284,13.03338714150617,14.036995597894803,14.036995597894803,15.040675804218308,14.036995597894803,13.03338714150617,14.036995597894803,15.040675804218308,13.03338714150617,15.040675804218308,15.040675804218308,14.036995597894803,13.03338714150617,8.016652840637061]
[312.5,1671.3454846903555,1725.8026055254718,1780.2614433587723,1883.1326386831654,2026.3547681664795,2194.8049615958985,2423.7967331755085,2694.1759667401593,3107.8675237841871,3523.6326642297272,4150.3989206004999,4655.1112664662178,5074.0643609654071,5349.6838698555748,5327.4722383481585,5588.969483397279,6195.8104373022215,6291.7393084894811,6683.5479549111051,6716.8729645029689,6907.7375405938164,6797.6615505150758,7335.9394623042908,7834.8665125459747,7856.0766801527207,7538.9402286089853,6844.1154225497612,5533.4381383844793,4326.0322176631289,3466.108698421569,2734.5334709900767,1956.7596073044258,1089.5859338675427,532.32777619799867,215.15140531108909,46.176455080303917,18.052101952375242,17.048232921663399,16.044422974417238,14.036995597894803,13.03338714150617,12.029855959070284,12.029855959070284,12.029855959070284,10.023052380778998,12.029855959070284,10.023052380778998,9.0197967621976929,12.029855959070284,11.02640849775289,11.02640849775289,10.023052380778998,10.023052380778998,9.0197967621976929,10.023052380778998,12.029855959070284,12.029855959070284,11.02640849775289,12.029855959070284,14.036995597894803,13.03338714150617,13.03338714150617,14.036995597894803,15.040675804218308,14.036995597894803,15.040675804218308,14.036995597894803,13.03338714150617,15.040675804218308,15.040675804218308,15.040675804218308,12.029855959070284,8.016652840637061]
[315,1671.3454846903555,1730.8450192058197,1792.363635156662,1899.2698142163651,2052.5796556151499,2227.0843493313496,2451.0351201429403,2762.784078538577,3227.9496276479276,3689.1453959006653,4170.5862840450318,4695.4906989562824,4976.1371800965371,5183.0989060051425,5119.4951397959649,5963.5677819552257,5658.6368587542893,6351.3169233429635,6443.2089136447712,6628.0066415488373,6479.5621514001778,6841.0858125749965,6954.1921555878771,7653.0674451491586,8343.9260216169241,7589.4387856349031,6236.2013614277903,4627.8553471585974,3829.433351632465,3119.9764362898773,2454.061626312217,1616.8901367038713,932.34704278695699,501.10250306890003,218.17058371244863,43.162036139125405,17.048232921663399,14.036995597894803,15.040675804218308,14.036995597894803,11.02640849775289,11.02640849775289,10.023052380778998,12.029855959070284,10.023052380778998,10.023052380778998,10.023052380778998,8.016652840637061,10.023052380778998,10.023052380778998,12.029855959070284,9.0197967621976929,12.029855959070284,10.023052380778998,11.02640849775289,11.02640849775289,11.02640849775289,11.02640849775289,11.02640849775289,13.03338714150617,12.029855959070284,13.03338714150617,15.040675804218308,14.036995597894803,13.03338714150617,14.036995597894803,14.036995597894803,14.036995597894803,15.040675804218308,14.036995597894803,14.036995597894803,12.029855959070284,8.016652840637061]
[317.5,1671.3454846903555,1733.8704744608951,1804.465908589119,1913.389955210263,2066.7008877784397,2256.3379483855174,2493.4065441725379,2837.447780051873,3382.3474405481666,3856.6841315721699,4198.8487567610728,4615.7416566629645,4736.8799772585216,4860.0404424756944,5328.4818559580326,5449.637346288755,6073.6295003142841,5771.7219543916708,6207.9276869976147,6534.0923897214197,6808.7700563619455,6574.4854521711559,6905.7177817890306,7637.9177162116703,7395.5261768930113,7052.1518138836836,5805.0420942111941,4427.9835677390938,3511.5222771576164,2836.4387979121648,2087.8829165535226,1324.477785466137,809.39646779127065,479.95099617070338,214.14502188707684,40.147827669756929,16.044422974417238,14.036995597894803,16.044422974417238,13.03338714150617,11.02640849775289,12.029855959070284,11.02640849775289,11.02640849775289,9.0197967621976929,10.023052380778998,9.0197967621976929,9.0197967621976929,9.0197967621976929,11.02640849775289,9.0197967621976929,8.016652840637061,10.023052380778998,10.023052380778998,10.023052380778998,11.02640849775289,10.023052380778998,10.023052380778998,11.02640849775289,12.029855959070284,13.03338714150617,13.03338714150617,14.036995597894803,12.029855959070284,11.02640849775289,13.03338714150617,12.029855959070284,14.036995597894803,15.040675804218308,13.03338714150617,14.036995597894803,14.036995597894803,8.016652840637061]
[320,1671.3454846903555,1737.9044230032487,1811.5256055730838,1923.4758339847333,2074.770206620321,2278.5305868948162,2534.7698187394208,2919.1765126108508,3481.2464923353054,3958.6239291150118,4321.9945894762359,4456.2477258570616,4618.7700763126541,4752.0224865850178,5102.3323535967966,5710.1306875253758,5533.4381383844793,5878.7509595481797,5923.1786675475278,6334.1504344551195,6522.9843412152695,6839.066073336403,7280.3929603512988,7347.0488132175151,7337.9593430391515,6299.8175962370688,4666.2155756473931,4036.3421739838864,3425.7415716643568,2757.7393059397168,1846.8245006510754,1165.18984863025,752.96623108109668,468.87200453491903,207.1004714754566,37.13384546983891,14.036995597894803,12.029855959070284,14.036995597894803,12.029855959070284,11.02640849775289,10.023052380778998,9.0197967621976929,10.023052380778998,8.016652840637061,10.023052380778998,8.016652840637061,8.016652840637061,9.0197967621976929,9.0197967621976929,10.023052380778998,8.016652840637061,9.0197967621976929,10.023052380778998,10.023052380778998,8.016652840637061,9.0197967621976929,10.023052380778998,10.023052380778998,10.023052380778998,10.023052380778998,10.023052380778998,12.029855959070284,12.029855959070284,11.02640849775289,11.02640849775289,12.029855959070284,11.02640849775289,11.02640849775289,12.029855959070284,12.029855959070284,11.02640849775289,8.016652840637061]
[322.5,1671.3454846903555,1739.9214007835678,1819.5938643465445,1933.5617655928907,2080.8222163334694,2205.9009479859465,2584.2048597748039,2987.7900560031849,3579.1391348473385,4053.5009500064052,4391.6442008653567,4386.5970902792023,4477.4459620360176,4641.9880261002672,5051.8539056513418,5434.4927616015766,5476.897704601025,5454.685550533577,6123.1074379149632,6169.5564775730045,6240.2404682423621,6636.0853492333517,7360.1780677486549,7872.2368462588211,6963.2811383257767,5421.3674889728254,4307.8629205198004,3814.2941130646404,3073.5591949142986,2323.9252905457292,1544.2858674367747,1021.0429075797676,701.57807892996118,460.81471999188301,202.06879585668304,36.12923810708449,11.02640849775289,11.02640849775289,12.029855959070284,10.023052380778998,10.023052380778998,9.0197967621976929,8.016652840637061,10.023052380778998,8.016652840637061,8.016652840637061,8.016652840637061,6.010760193776199,8.016652840637061,8.016652840637061,8.016652840637061,6.010760193776199,9.0197967621976929,9.0197967621976929,9.0197967621976929,9.0197967621976929,9.0197967621976929,8.016652840637061,10.023052380778998,9.0197967621976929,9.0197967621976929,9.0197967621976929,11.02640849775289,11.02640849775289,10.023052380778998,11.02640849775289,11.02640849775289,10.023052380778998,11.02640849775289,10.023052380778998,11.02640849775289,10.023052380778998,8.016652840637061]
[325,1671.3454846903555,1743.9553633489629,1828.6706981792865,1944.656351056595,2092.9262884626178,2315.8550557632743,2617.4983801075382,3079.6135782123956,3696.2101312108252,4095.8935306279441,4462.3043545067949,4370.446375420941,4316.9475595420645,4567.2872131139175,4958.9748816883002,5156.8496376046796,5261.8475053725879,5589.9791493344219,5801.0032791867443,6234.1818090004526,6270.533852485627,6391.7088445219324,7269.2837106624957,7278.3730955111496,6447.2481521866612,5102.3323535967966,4278.5903251773507,3522.6234637169282,2881.8433472544161,2092.9262884626178,1301.2890525268974,915.2135621254165,667.32138414895519,432.61534908352962,187.9807803590999,31.106636592896205,10.023052380778998,11.02640849775289,10.023052380778998,8.016652840637061,9.0197967621976929,8.016652840637061,8.016652840637061,8.016652840637061,6.010760193776199,7.0136346326260179,7.0136346326260179,5.0080536687636448,6.010760193776199,5.0080536687636448,8.016652840637061,6.010760193776199,7.0136346326260179,6.010760193776199,7.0136346326260179,9.0197967621976929,8.016652840637061,9.0197967621976929,10.023052380778998,9.0197967621976929,8.016652840637061,9.0197967621976929,10.023052380778998,10.023052380778998,8.016652840637061,8.016652840637061,11.02640849775289,9.0197967621976929,9.0197967621976929,10.023052380778998,11.02640849775289,9.0197967621976929,8.016652840637061]
[327.5,1671.3454846903555,1743.9553633489629,1834.7219457534077,1953.7337862129405,2105.0304305244067,2340.0658440062871,2662.8993158797643,3175.4762165736051,3749.7007058987419,4148.3801896432633,4375.493467419532,4364.3898727091646,4297.7688996104271,4447.1627983050639,4781.2981411672536,4918.5932375089596,5075.0739294269679,5440.5505904235724,5937.3148263897501,5961.5483197292779,5919.1397712080861,6757.2671368923202,7233.9362109793183,6577.5149418683268,5736.382622170695,4498.6442984775031,3936.4189949695879,3338.9538656128216,2773.8826106251081,1813.5426669071608,1156.117113614974,850.71397201382797,641.12626911992743,406.43186161691915,174.89999518835882,29.097816174642574,10.023052380778998,9.0197967621976929,9.0197967621976929,7.0136346326260179,7.0136346326260179,6.010760193776199,7.0136346326260179,7.0136346326260179,6.010760193776199,7.0136346326260179,6.010760193776199,4.0055490228453374,6.010760193776199,5.0080536687636448,6.010760193776199,6.010760193776199,7.0136346326260179,6.010760193776199,8.016652840637061,8.016652840637061,7.0136346326260179,8.016652840637061,9.0197967621976929,8.016652840637061,8.016652840637061,7.0136346326260179,9.0197967621976929,9.0197967621976929,8.016652840637061,9.0197967621976929,9.0197967621976929,8.016652840637061,11.02640849775289,9.0197967621976929,7.0136346326260179,8.016652840637061,8.016652840637061]
[330,1671.3454846903555,1751.0148202558562,1843.7988544784041,1959.7854330702003,2119.1520174484262,2368.312079726496,2711.3278327740659,3223.9131809793262,3808.2384344322222,4175.6331401774632,4330.069849614707,4320.9851830181606,4287.6749023848088,4494.606512399695,4612.7132389982626,4738.8989757114014,4882.2500408485312,5305.2606993542422,5742.4407779992334,5805.0420942111941,6086.7562609769975,6493.6995767278859,6594.6820764633694,6490.6701258526227,5347.6646268148634,4165.5394340137464,3640.7018620888939,3127.0399902778909,2472.2207414717668,1547.3109783269385,1077.4897847078546,806.37331722858721,608.88760041014177,382.26398264116619,163.83239950048687,28.093457349309364,8.016652840637061,10.023052380778998,8.016652840637061,9.0197967621976929,6.010760193776199,6.010760193776199,5.0080536687636448,6.010760193776199,6.010760193776199,6.010760193776199,6.010760193776199,4.0055490228453374,5.0080536687636448,5.0080536687636448,6.010760193776199,5.0080536687636448,5.0080536687636448,6.010760193776199,6.010760193776199,8.016652840637061,6.010760193776199,7.0136346326260179,7.0136346326260179,7.0136346326260179,7.0136346326260179,6.010760193776199,7.0136346326260179,8.016652840637061,7.0136346326260179,8.016652840637061,8.016652840637061,8.016652840637061,8.016652840637061,8.016652840637061,8.016652840637061,8.016652840637061,8.016652840637061]
[332.5,1671.3454846903555,1753.031813170915,1849.850151775712,1964.8284863809231,2136.299785040238,2382.4353240465639,2742.6050435261163,3298.5882550465558,3827.4147830302963,4170.5862840450318,4242.2522094542082,4262.4400133030322,4324.0134030988775,4510.7576784211233,4575.3629181893048,4551.135845782992,4800.4788396107178,5238.6266413352523,5433.4831241202237,5463.7723299330928,5885.8189816315225,6451.2873932566108,6707.7843091079922,6029.2006748888052,4535.9939909116383,3763.8304193906833,3564.0009206465525,3050.3508361821268,2130.2476160141623,1389.0050683546133,1013.9872636925819,777.15011862876509,575.64326104967381,356.08384046433116,148.74143843620294,25.080601549217004,7.0136346326260179,7.0136346326260179,7.0136346326260179,6.010760193776199,6.010760193776199,5.0080536687636448,4.0055490228453374,6.010760193776199,5.0080536687636448,5.0080536687636448,6.010760193776199,4.0055490228453374,6.010760193776199,5.0080536687636448,6.010760193776199,5.0080536687636448,5.0080536687636448,5.0080536687636448,4.0055490228453374,6.010760193776199,5.0080536687636448,6.010760193776199,5.0080536687636448,5.0080536687636448,5.0080536687636448,4.0055490228453374,8.016652840637061,8.016652840637061,6.010760193776199,7.0136346326260179,6.010760193776199,7.0136346326260179,6.010760193776199,7.0136346326260179,6.010760193776199,6.010760193776199,8.016652840637061]
[335,1671.3454846903555,1755.0488084043577,1855.9014688485684,1963.8198746832438,2148.4041744305805,2403.6203471994572,2782.9632607913691,3318.7709990206713,3830.4426363322,4137.2771869337084,4141.3146390245611,4145.3520950476795,4316.9475595420645,4503.6915361657466,4538.0129019806491,4558.2020619563446,4743.9464756023772,5061.9495550903921,5222.4730574064979,5297.1837990963731,5629.3562626633275,6158.4490666431284,6207.9276869976147,5322.4241531666521,4201.8768901322728,3741.6266077720375,3400.5123583950576,2754.7124468045627,1904.3127097157051,1304.3136466121296,976.6939690089232,753.97387774006802,541.39352572941186,334.93973913680242,134.65792041235557,21.064032395764698,6.010760193776199,5.0080536687636448,6.010760193776199,6.010760193776199,5.0080536687636448,5.0080536687636448,4.0055490228453374,7.0136346326260179,4.0055490228453374,5.0080536687636448,4.0055490228453374,3.0032976479526123,5.0080536687636448,5.0080536687636448,4.0055490228453374,5.0080536687636448,5.0080536687636448,5.0080536687636448,4.0055490228453374,5.0080536687636448,4.0055490228453374,5.0080536687636448,6.010760193776199,5.0080536687636448,6.010760193776199,5.0080536687636448,7.0136346326260179,7.0136346326260179,4.0055490228453374,6.010760193776199,6.010760193776199,5.0080536687636448,5.0080536687636448,6.010760193776199,6.010760193776199,5.0080536687636448,8.016652840637061]
[337.5,1671.3454846903555,1755.0488084043577,1858.927134780701,1973.9060149039763,2161.5173398079901,2430.8585079786749,2835.4298161310112,3374.2741749788265,3830.4426363322,4082.7719705263321,4082.7719705263321,4047.4449031087647,4257.3930533682742,4486.5309511186333,4482.4931759218844,4590.5049035665306,4870.1357019217567,5149.7825496593323,5144.7346356293401,5106.3706510504953,5461.7530443165233,5901.9744925031364,5613.2015161051595,4717.6995348853061,3904.1211325047793,3557.9456529369854,3160.3398160376901,2480.2915021508074,1737.9044230032487,1249.872041166662,934.36276718645331,717.69945985823824,502.10974023527302,303.72948230075701,120.57587641098782,20.060004479273225,6.010760193776199,4.0055490228453374,6.010760193776199,5.0080536687636448,4.0055490228453374,4.0055490228453374,2.001386774925161,6.010760193776199,4.0055490228453374,4.0055490228453374,4.0055490228453374,2.001386774925161,5.0080536687636448,4.0055490228453374,5.0080536687636448,4.0055490228453374,4.0055490228453374,4.0055490228453374,3.0032976479526123,5.0080536687636448,5.0080536687636448,5.0080536687636448,5.0080536687636448,5.0080536687636448,5.0080536687636448,6.010760193776199,7.0136346326260179,7.0136346326260179,5.0080536687636448,5.0080536687636448,5.0080536687636448,4.0055490228453374,5.0080536687636448,5.0080536687636448,4.0055490228453374,5.0080536687636448,8.016652840637061]
[340,1671.3454846903555,1757.065805953526,1861.9528056326203,1977.9404854231839,2171.6044442036855,2448.0086177070161,2867.7174103446628,3408.5856863623935,3835.4890638145271,4055.5196343149314,4024.230140646659,3986.8849342605981,4208.9425431404579,4402.7478645426254,4406.7855673650165,4542.0507268101555,4875.1833394870619,5150.7921330586596,5180.0701374761129,5265.8859269724189,5601.0854866598975,5805.0420942111941,5361.7993440793198,4412.8421285272507,3722.4506945491366,3355.1002466741425,2914.1314622566638,2300.7234413475567,1615.8817214250384,1190.3922589553699,893.04129900390069,671.35149405270056,464.84334482317331,275.54232167620648,107.50116269711758,18.052101952375242,6.010760193776199,4.0055490228453374,5.0080536687636448,4.0055490228453374,2.001386774925161,3.0032976479526123,2.001386774925161,3.0032976479526123,3.0032976479526123,4.0055490228453374,3.0032976479526123,1,4.0055490228453374,3.0032976479526123,3.0032976479526123,3.0032976479526123,3.0032976479526123,4.0055490228453374,4.0055490228453374,6.010760193776199,4.0055490228453374,5.0080536687636448,4.0055490228453374,5.0080536687636448,4.0055490228453374,4.0055490228453374,5.0080536687636448,7.0136346326260179,4.0055490228453374,5.0080536687636448,5.0080536687636448,5.0080536687636448,5.0080536687636448,5.0080536687636448,4.0055490228453374,4.0055490228453374,8.016652840637061]
[342.5,1671.3454846903555,1756.0573068896419,1863.9699222631748,1988.0266976517553,2189.7613499273516,2472.2207414717668,2908.0774133505483,3465.0995145057836,3856.6841315721699,4027.2581455710433,4000.0061833360446,3935.4096827489734,4176.642512135435,4333.0980760468683,4332.0886670011614,4465.3326719119923,4831.7738276136788,5050.844341815292,5046.8060884874239,5206.3195233922515,5632.3852828029985,5795.9547643567348,5223.4826549413074,4297.7688996104271,3708.3211373982149,3334.9172825205819,2865.6994250240832,2183.7090312462828,1543.2774984550331,1139.9879829053571,859.78393987716277,627.02164734385292,427.57993702648378,248.36457445281798,95.433604846914434,16.044422974417238,4.0055490228453374,3.0032976479526123,6.010760193776199,3.0032976479526123,2.001386774925161,3.0032976479526123,3.0032976479526123,3.0032976479526123,3.0032976479526123,3.0032976479526123,3.0032976479526123,2.001386774925161,4.0055490228453374,3.0032976479526123,5.0080536687636448,4.0055490228453374,3.0032976479526123,3.0032976479526123,4.0055490228453374,5.0080536687636448,2.001386774925161,4.0055490228453374,3.0032976479526123,5.0080536687636448,4.0055490228453374,3.0032976479526123,4.0055490228453374,6.010760193776199,4.0055490228453374,5.0080536687636448,5.0080536687636448,4.0055490228453374,4.0055490228453374,5.0080536687636448,4.0055490228453374,2.001386774925161,8.016652840637061]
[345,1671.3454846903555,1756.0573068896419,1864.9784813963506,1994.0784495437802,2202.874764337957,2496.4331021313724,2925.2305845322676,3497.3935449847354,3874.8514251492402,3990.9222370801904,3939.4469331823561,3917.2421070627061,4166.5488035315584,4265.468192129897,4293.7312978750178,4410.8232738832476,4738.8989757114014,4908.4978781084819,4882.2500408485312,5075.0739294269679,5527.380207054046,5610.1725062923097,4988.2517792931367,4084.7906693416812,3535.7430928827375,3271.3417465120747,2785.9901507626992,2090.9089382404209,1494.8765694134015,1089.5859338675427,826.52786616586718,594.78371390751465,395.35473353973106,224.20906517072982,86.383928307687412,14.036995597894803,4.0055490228453374,3.0032976479526123,5.0080536687636448,3.0032976479526123,3.0032976479526123,3.0032976479526123,1,3.0032976479526123,2.001386774925161,4.0055490228453374,2.001386774925161,0,2.001386774925161,3.0032976479526123,3.0032976479526123,1,3.0032976479526123,3.0032976479526123,2.001386774925161,5.0080536687636448,2.001386774925161,2.001386774925161,3.0032976479526123,5.0080536687636448,4.0055490228453374,2.001386774925161,6.010760193776199,6.010760193776199,2.001386774925161,4.0055490228453374,4.0055490228453374,2.001386774925161,4.0055490228453374,5.0080536687636448,3.0032976479526123,3.0032976479526123,8.016652840637061]
[347.5,1671.3454846903555,1758.0743055956771,1866.9956012970247,1997.1043323737529,2213.9707913078155,2518.6279722156423,2947.4289551386123,3498.4027382516956,3877.87931569579,3968.7171221750191,3872.8328327645881,3868.7956511490688,4130.2116552482576,4201.8768901322728,4213.9894454022169,4358.333378393635,4646.0259422701529,4760.0985112790813,4775.2410944562107,4985.223126735651,5379.9726066746171,5370.8859676981283,4772.2125739782987,3853.6562576103051,3400.5123583950576,3144.1944019675352,2661.8903977455225,2007.1906415129854,1439.4190995743888,1052.2899114552088,794.28082863136376,556.50344408245246,368.16675228114894,202.06879585668304,76.329849463361882,14.036995597894803,2.001386774925161,3.0032976479526123,4.0055490228453374,2.001386774925161,3.0032976479526123,1,0,3.0032976479526123,1,3.0032976479526123,3.0032976479526123,1,4.0055490228453374,2.001386774925161,3.0032976479526123,2.001386774925161,2.001386774925161,2.001386774925161,3.0032976479526123,4.0055490228453374,2.001386774925161,2.001386774925161,3.0032976479526123,3.0032976479526123,4.0055490228453374,2.001386774925161,5.0080536687636448,4.0055490228453374,2.001386774925161,5.0080536687636448,2.001386774925161,2.001386774925161,5.0080536687636448,3.0032976479526123,3.0032976479526123,1,8.016652840637061]
[350,1671.3454846903555,1759.0828058157663,1866.9956012970247,2004.1647434430383,2227.0843493313496,2547.8851446854642,2986.7810218124014,3519.5958639118817,3909.167655975607,3969.7264428924846,3846.5912276117856,3854.6655486669483,4100.9402957024213,4151.4082864469929,4143.3333665448235,4298.7783006365053,4584.4481034188166,4644.0069837467909,4633.9122042903655,4870.1357019217567,5217.4250726578921,5139.6867265473093,4438.0778892937269,3672.9974802710899,3248.1319365016116,2989.8081254059289,2497.4419555991135,1900.2783922472568,1377.9142245220639,1012.9793185616809,753.97387774006802,520.24035054929641,337.96024530447613,183.95582347890559,69.292772726876819,12.029855959070284,3.0032976479526123,1,3.0032976479526123,3.0032976479526123,2.001386774925161,2.001386774925161,1,2.001386774925161,2.001386774925161,1,3.0032976479526123,1,3.0032976479526123,2.001386774925161,3.0032976479526123,2.001386774925161,3.0032976479526123,3.0032976479526123,2.001386774925161,4.0055490228453374,1,2.001386774925161,2.001386774925161,3.0032976479526123,2.001386774925161,1,4.0055490228453374,3.0032976479526123,2.001386774925161,3.0032976479526123,3.0032976479526123,3.0032976479526123,4.0055490228453374,4.0055490228453374,2.001386774925161,2.001386774925161,8.016652840637061]
[352.5,1671.3454846903555,1760.0913066134603,1868.0041620639367,2010.2165441400143,2236.1630116398278,2572.0982310609988,3029.1607496273523,3543.8167350149947,3934.4003707869638,3971.7450850964365,3849.6190960251884,3861.730593451693,4101.9496494620989,4134.2491004484245,4137.2771869337084,4317.9569650575495,4558.2020619563446,4580.4102410941296,4579.4007760684681,4836.8214253222604,5161.8975634900598,5023.5861945753186,4310.8911314026591,3570.0561986338098,3171.4398360355171,2891.9333445602078,2487.3534392694373,1813.5426669071608,1317.4203017417269,973.67024998967611,713.66908038924851,489.01581600698364,311.78344796045536,169.86918038037837,64.266722767294254,12.029855959070284,1,1,2.001386774925161,1,3.0032976479526123,1,1,3.0032976479526123,1,1,1,1,2.001386774925161,1,3.0032976479526123,1,2.001386774925161,3.0032976479526123,3.0032976479526123,4.0055490228453374,1,2.001386774925161,2.001386774925161,3.0032976479526123,2.001386774925161,1,3.0032976479526123,4.0055490228453374,3.0032976479526123,2.001386774925161,4.0055490228453374,2.001386774925161,4.0055490228453374,2.001386774925161,2.001386774925161,2.001386774925161,8.016652840637061]
[355,1671.3454846903555,1763.1168124688832,1873.0469740525225,2016.2683630379474,2245.241710770455,2601.3560140502759,3073.5591949142986,3586.2036567142272,3961.6518843365898,3990.9222370801904,3851.6376762893201,3886.9630014991753,4136.2678245258603,4142.3240026618378,4144.3427306734584,4318.9663708087573,4584.4481034188166,4605.6469388406385,4576.3723823254804,4838.8404658794443,5119.4951397959649,4924.6504630879353,4190.7737451079965,3443.9067202330839,3083.6498403518917,2820.2951325274998,2327.9604184420573,1765.1338192544852,1275.0761997376587,940.40996641309926,682.43442047637177,464.84334482317331,292.65562908951142,159.80800188016397,55.220845530457993,11.02640849775289,1,1,3.0032976479526123,1,1,1,0,2.001386774925161,1,2.001386774925161,2.001386774925161,0,2.001386774925161,0,2.001386774925161,1,2.001386774925161,2.001386774925161,1,3.0032976479526123,1,1,1,4.0055490228453374,1,1,4.0055490228453374,2.001386774925161,1,4.0055490228453374,3.0032976479526123,2.001386774925161,4.0055490228453374,2.001386774925161,1,1,8.016652840637061]
[357.5,1671.3454846903555,1764.1253155737052,1876.0726677583752,2015.2597252933201,2246.2504573848078,2604.3827000822243,3082.6407743219434,3613.4526567602729,3988.9035851601197,4022.2114719614756,3867.7863564026256,3913.2048794386455,4160.4925900909593,4156.4551193558245,4165.5394340137464,4351.2674789863286,4604.6374682733031,4628.8648227975682,4649.0543816984855,4906.4788087161151,5130.6005026840066,4863.0690181118598,4132.2303773557269,3413.6315260455126,3050.3508361821268,2780.9453359707627,2274.4955455878367,1728.8280519702566,1245.8394226502153,913.19787946951817,662.28378097872496,454.77184881299468,282.58885271036019,154.77764754354726,52.205871129025049,10.023052380778998,1,0,2.001386774925161,1,1,1,1,1,1,1,1,0,1,1,1,1,1,2.001386774925161,2.001386774925161,3.0032976479526123,0,0,0,3.0032976479526123,0,0,2.001386774925161,3.0032976479526123,0,1,2.001386774925161,1,2.001386774925161,2.001386774925161,1,1,8.016652840637061]
[360,1671.3454846903555,1728.8280519702566,1810.5170757472663,1928.5187932018594,2105.0304305244067,2380.4177125827059,2795.0708403745029,3350.0544942360771,3842.5540734313845,4103.968357725772,4036.3421739838864,3883.9351038725899,4040.3795265036656,4213.9894454022169,4111.0338444573727,4196.8300023922084,4397.7007412170651,4600.5995882153038,4569.3061380464214,4634.9216812481945,4936.7649365653006,5043.7774006097743,4543.0601835779689,3767.8674901301706,3170.4307417026257,2873.7713748141391,2509.5482289208503,1977.9404854231839,1456.5602751816705,1055.3138646951068,765.05807938825171,544.41547606823053,366.15290577694071,215.15140531108909,100.46157902783952,28.093457349309364,3.0032976479526123,1,3.0032976479526123,2.001386774925161,1,1,0,1,1,2.001386774925161,2.001386774925161,1,0,0,2.001386774925161,2.001386774925161,2.001386774925161,4.0055490228453374,4.0055490228453374,4.0055490228453374,0,2.001386774925161,1,2.001386774925161,1,2.001386774925161,3.0032976479526123,2.001386774925161,2.001386774925161,4.0055490228453374,3.0032976479526123,2.001386774925161,2.001386774925161,2.001386774925161,1,0,0]
[null,"VENUS 90 W Metro White.ies"]
[]
[null,"LED"]
[]
[null,97.01]
[]
[]
[null,181]
[null,25]
[null,0,1,2,3,4,5,6,7,8,9,10,11,12,13,14,15,16,17,18,19,20,21,22,23,24,25,26,27,28,29,30,31,32,33,34,35,36,37,38,39,40,41,42,43,44,45,46,47,48,49,50,51,52,53,54,55,56,57,58,59,60,61,62,63,64,65,66,67,68,69,70,71,72,73,74,75,76,77,78,79,80,81,82,83,84,85,86,87,88,89,90,91,92,93,94,95,96,97,98,99,100,101,102,103,104,105,106,107,108,109,110,111,112,113,114,115,116,117,118,119,120,121,122,123,124,125,126,127,128,129,130,131,132,133,134,135,136,137,138,139,140,141,142,143,144,145,146,147,148,149,150,151,152,153,154,155,156,157,158,159,160,161,162,163,164,165,166,167,168,169,170,171,172,173,174,175,176,177,178,179,180]
[0,2618,2740,2852,2984,3092,3217,3327,3430,3538,3617,3695,3785,3850,3926,3962,4034,4096,4154,4202,4232,4281,4313,4347,4402,4434,4417,4428,4437,4410,4379,4347,4281,4230,4171,4107,4060,3992,3897,3811,3710,3597,3482,3323,3210,3083,2956,2791,2653,2534,2378,2229,2107,1959,1836,1703,1619,1511,1432,1364,1306,1247,1194,1130,1073,1002,924,863,780,709,637,568,507,453,386,325,272,232,191,158,123,100,82,61,43,30,24,20,17,13,12,10,9,7,6,5,4,3,3,2,2,1,1,1,0,0,0,1,0,0,1,0,0,1,1,0,1,1,1,1,1,1,0,1,1,1,1,1,1,1,1,1,1,1,0,1,1,1,1,0,1,1,0,1,1,0,0,1,1,1,1,1,1,0,0,0,1,1,1,1,1,1,1,1,1,1,1,1,1,1,1,1,1,2,1,2,2,1,2,2,2,2]
[15,2603,2704,2824,2918,3053,3148,3246,3355,3443,3558,3612,3683,3766,3851,3950,4002,4045,4075,4126,4161,4193,4237,4274,4268,4277,4294,4274,4267,4256,4227,4201,4166,4157,4135,4105,4065,4008,3943,3853,3726,3630,3493,3380,3229,3100,2972,2829,2706,2558,2442,2300,2196,2067,1965,1847,1724,1601,1513,1426,1354,1272,1204,1126,1073,1006,927,847,770,680,597,498,421,364,323,298,273,236,196,161,128,82,50,29,23,20,17,15,13,11,10,8,7,6,5,4,3,3,2,2,2,2,1,1,1,1,1,0,0,1,1,0,1,1,1,0,1,1,1,1,1,1,1,1,1,1,1,0,0,1,1,1,0,0,1,1,1,1,0,1,0,1,1,1,1,0,1,0,1,1,1,0,1,1,1,1,1,1,0,0,1,1,1,1,1,1,1,1,1,1,1,1,1,1,1,1,1,1,2,2,2,2]
[30,2593,2684,2758,2868,2965,3055,3151,3238,3320,3420,3473,3550,3587,3650,3691,3758,3811,3855,3911,3961,4001,4037,4056,4080,4118,4115,4110,4091,4073,4048,4005,3997,3985,4004,4040,4081,4113,4089,4038,3949,3838,3722,3563,3429,3284,3120,2991,2847,2718,2621,2488,2407,2268,2170,2057,1951,1829,1728,1630,1521,1425,1316,1188,1083,986,903,816,732,639,578,511,451,398,357,311,272,186,118,65,37,32,27,24,21,18,17,15,13,12,10,8,8,6,6,6,5,4,3,3,2,2,2,2,1,1,1,1,1,0,1,1,0,0,1,1,0,1,1,1,1,1,1,1,1,1,1,0,1,1,1,0,1,1,1,1,1,1,0,1,0,0,0,1,1,0,1,1,1,1,1,0,1,1,0,1,1,1,1,1,1,0,1,1,1,1,1,1,1,1,1,1,1,1,1,1,1,1,1,1,1,1]
[45,2602,2655,2709,2774,2851,2911,2975,3041,3114,3155,3219,3254,3298,3349,3381,3434,3492,3555,3608,3667,3711,3737,3750,3770,3795,3804,3815,3851,3859,3890,3884,3900,3931,3960,3990,3997,3994,3992,3983,3955,3911,3838,3767,3647,3555,3446,3319,3177,3054,2954,2820,2690,2615,2450,2352,2247,2122,2026,1903,1800,1678,1555,1425,1303,1188,1064,967,855,739,649,562,486,356,227,129,92,80,61,51,45,40,36,33,31,29,27,26,22,20,18,16,15,17,17,16,15,13,11,9,7,4,3,2,2,2,1,1,1,1,1,1,1,1,1,1,1,0,1,1,1,1,1,1,1,1,1,1,1,1,1,1,1,1,1,1,1,1,0,1,1,0,1,1,0,1,1,1,1,1,1,1,1,1,1,0,1,1,1,1,1,1,1,1,1,1,1,1,1,1,1,1,1,1,1,1,1,1,1,1,1,1]
[60,2576,2600,2627,2675,2722,2749,2805,2833,2861,2885,2896,2922,2962,2979,3015,3063,3113,3133,3146,3156,3207,3277,3303,3347,3384,3406,3452,3491,3499,3505,3514,3532,3539,3555,3526,3495,3509,3508,3522,3531,3565,3564,3577,3536,3530,3506,3550,3595,3580,3538,3485,3437,3397,3349,3337,3274,3234,3180,3126,3064,2975,2870,2711,2580,2385,2226,1985,1755,1453,1162,965,808,661,558,451,362,284,234,191,145,113,89,71,56,47,43,40,36,33,32,30,29,29,31,33,37,37,36,33,28,22,13,6,3,3,2,2,2,2,1,1,1,1,1,1,1,1,1,1,1,1,1,1,1,2,1,1,1,1,1,1,1,1,1,1,1,1,1,1,1,0,1,1,1,0,1,1,1,1,1,1,1,1,1,1,1,1,1,1,1,1,1,1,1,1,1,1,1,1,1,1,1,1,1,1,1,1,1,1,1,1]
[75,2577,2576,2573,2583,2603,2600,2604,2625,2607,2598,2603,2598,2611,2646,2649,2653,2648,2650,2677,2685,2725,2723,2750,2772,2810,2829,2831,2816,2836,2821,2817,2775,2767,2757,2750,2771,2790,2821,2831,2823,2826,2811,2852,2916,2929,2929,2940,2935,2929,2931,2975,3062,3076,3114,3193,3268,3337,3394,3427,3423,3376,3253,3091,2910,2659,2350,2072,1805,1635,1454,1298,1141,950,779,638,534,430,331,241,200,169,138,105,74,56,53,50,46,43,41,37,34,31,27,25,22,19,17,14,12,9,7,5,3,3,3,2,2,2,2,2,1,1,1,1,1,1,2,2,2,2,2,2,2,2,2,2,1,1,1,1,1,2,1,1,1,1,1,1,1,1,1,1,1,1,1,1,1,1,1,1,1,1,1,1,1,1,1,1,1,0,1,1,1,1,1,1,1,1,1,1,1,1,1,1,1,1,1,1,1,1]
[90,2602,2580,2544,2510,2480,2476,2458,2426,2375,2375,2366,2327,2311,2296,2287,2269,2247,2219,2197,2194,2187,2176,2182,2184,2165,2158,2139,2133,2111,2085,2063,2058,2064,2062,2046,2047,2028,2027,2013,2000,1997,1995,1985,1958,1973,1938,1916,1900,1901,1894,1900,1856,1818,1754,1712,1657,1605,1541,1470,1394,1300,1191,1096,1009,846,630,506,438,398,356,312,273,228,191,163,137,111,96,82,73,65,56,51,49,46,42,39,37,34,31,28,26,23,21,18,15,13,11,9,7,6,5,4,4,3,3,3,3,3,2,2,2,2,2,2,2,2,2,3,3,3,3,2,3,3,2,2,2,2,2,2,2,2,2,2,2,2,1,1,1,1,1,1,1,1,1,1,1,1,1,1,1,1,1,1,1,1,1,1,1,1,1,0,1,1,1,1,1,1,1,1,1,1,1,1,1,1,1,1,1,0]
[105,2656,2603,2562,2523,2474,2431,2382,2324,2264,2227,2178,2146,2115,2098,2055,2029,1994,1971,1941,1927,1910,1902,1885,1861,1777,1769,1761,1780,1763,1725,1688,1673,1660,1656,1642,1629,1610,1594,1575,1542,1525,1494,1485,1461,1435,1401,1365,1349,1338,1321,1305,1266,1227,1189,1164,1116,1079,1015,937,862,781,707,650,593,484,299,195,158,142,128,114,102,89,79,69,61,53,47,41,36,33,31,27,25,22,20,17,16,15,13,12,11,10,9,8,8,7,7,6,6,6,4,5,5,5,5,5,5,5,4,4,4,4,4,4,4,3,3,3,3,3,3,3,2,2,2,2,2,2,2,2,2,2,2,2,2,2,2,2,2,2,2,2,2,1,1,1,1,1,1,1,1,1,1,1,1,1,1,1,1,1,1,1,1,1,1,1,1,1,2,1,2,2,2,2,2,2,2,2,2,2]
[120,2644,2591,2525,2457,2388,2328,2271,2240,2129,2086,2014,1988,1935,1910,1867,1826,1793,1769,1733,1698,1669,1629,1630,1612,1590,1550,1526,1481,1504,1522,1502,1444,1422,1407,1365,1364,1352,1325,1320,1299,1288,1278,1260,1229,1220,1209,1194,1177,1167,1137,1127,1100,1078,1066,1020,985,963,903,849,786,749,681,626,581,535,487,399,239,138,102,91,82,71,64,56,48,43,37,32,29,26,23,21,18,16,14,13,12,11,10,8,7,7,7,6,6,5,5,4,4,4,4,4,4,4,4,4,5,4,4,4,4,4,4,4,3,3,3,3,3,3,3,3,3,2,2,2,2,2,2,2,2,2,2,2,2,2,2,2,2,2,2,1,2,2,1,1,1,1,2,1,1,1,1,1,1,1,1,1,1,1,1,1,1,1,1,1,1,2,1,2,2,2,2,2,2,2,2,2,2,2]
[135,2659,2564,2466,2398,2317,2252,2174,2107,2047,1974,1898,1859,1814,1765,1723,1688,1656,1633,1582,1558,1525,1494,1472,1461,1421,1396,1373,1361,1330,1330,1329,1307,1293,1280,1254,1251,1241,1215,1198,1182,1174,1147,1135,1129,1116,1099,1089,1083,1066,1060,1050,1024,1017,992,957,912,880,853,801,762,728,684,625,571,522,480,416,279,158,94,77,68,59,52,46,38,33,28,24,21,18,16,14,12,11,9,8,8,7,7,6,6,5,4,4,3,3,3,3,3,2,2,2,3,3,3,3,3,3,3,3,3,4,3,3,3,3,2,3,3,3,3,2,2,2,2,2,2,2,2,2,2,2,2,2,2,2,2,2,1,2,2,2,2,2,1,2,2,2,2,2,1,1,1,1,2,1,2,1,2,1,1,1,1,1,1,1,1,1,2,2,2,1,2,2,2,2,2,2,2,2]
[150,2638,2528,2432,2351,2276,2190,2096,2055,1960,1924,1850,1811,1739,1700,1652,1616,1576,1539,1504,1480,1448,1413,1387,1382,1346,1330,1312,1272,1243,1234,1220,1188,1184,1188,1156,1136,1133,1107,1087,1072,1070,1041,1031,1022,1011,992,987,970,956,924,917,895,861,845,810,779,731,680,642,610,574,530,476,430,377,336,285,216,144,93,69,58,51,42,35,30,24,20,17,13,10,9,7,6,6,5,4,3,4,3,3,3,2,2,2,1,2,2,1,2,2,2,2,2,2,3,2,3,3,2,2,2,2,2,2,2,2,2,2,2,2,2,2,2,2,2,2,2,2,1,2,2,2,2,2,2,2,2,2,2,2,2,2,2,2,2,2,2,2,2,2,2,2,2,1,2,2,1,1,1,1,1,1,1,1,1,1,2,1,2,2,2,2,2,2,2,2,2,2,2,2]
[165,2637,2517,2418,2329,2219,2157,2081,2009,1931,1871,1801,1757,1699,1666,1614,1591,1553,1507,1480,1425,1406,1362,1340,1317,1287,1268,1246,1231,1206,1182,1160,1150,1131,1105,1092,1077,1063,1042,1021,1005,981,984,968,951,931,914,896,879,860,842,809,787,750,715,682,646,612,578,534,492,452,414,370,330,288,224,119,91,77,68,58,51,42,35,27,20,15,9,7,5,3,3,2,2,1,1,1,1,1,0,1,1,1,1,1,1,1,1,2,1,2,2,2,2,2,2,2,2,2,2,2,2,2,2,2,2,2,2,2,2,2,2,2,2,2,2,2,2,2,1,2,2,1,2,2,2,2,2,1,1,1,2,2,1,2,2,2,2,1,2,2,2,2,2,1,2,2,2,1,1,1,1,1,1,1,1,1,1,1,2,2,1,2,2,2,2,2,2,2,2,2]
[180,2618,2514,2417,2348,2270,2175,2109,2030,1941,1870,1802,1766,1684,1650,1632,1575,1540,1480,1453,1407,1391,1356,1341,1326,1299,1270,1243,1217,1206,1179,1152,1142,1102,1102,1074,1060,1038,1019,998,983,973,961,934,902,888,882,852,845,816,793,759,731,692,669,625,597,558,525,475,430,400,360,319,276,219,152,96,85,75,64,56,47,39,31,21,17,12,6,4,2,2,1,1,0,1,24,0,17,1,1,1,1,1,1,1,1,1,1,1,1,1,2,2,2,2,2,2,2,2,2,2,2,2,2,2,2,2,2,2,2,2,2,2,2,2,2,2,2,2,2,2,2,2,2,2,2,2,2,2,2,2,1,2,1,2,2,2,2,2,2,2,2,2,2,1,2,1,1,2,1,1,1,1,1,1,1,1,1,1,1,1,1,2,1,2,2,2,2,1,2,2]
[195,2603,2521,2445,2369,2279,2191,2139,2067,1998,1921,1851,1785,1749,1696,1644,1618,1568,1519,1480,1454,1426,1396,1367,1333,1327,1298,1278,1261,1239,1214,1197,1167,1153,1130,1113,1091,1073,1053,1024,1010,991,969,954,938,913,896,885,871,839,813,792,767,740,708,685,645,613,584,547,496,464,427,380,346,310,264,177,96,81,70,59,52,44,37,30,22,18,13,8,6,5,3,3,2,2,1,1,0,1,1,1,1,1,1,0,1,1,1,1,1,1,1,2,2,2,2,2,2,2,2,2,2,2,2,2,2,2,2,2,2,2,2,2,1,2,2,2,1,2,2,2,2,2,2,2,2,2,2,2,2,2,2,2,2,2,2,1,2,2,2,2,2,2,2,1,1,1,1,1,1,1,1,1,1,1,1,1,1,1,1,1,1,1,1,1,2,2,2,2,2,2]
[210,2593,2535,2483,2414,2343,2272,2211,2140,2068,1994,1892,1840,1782,1732,1683,1633,1606,1567,1546,1519,1485,1447,1427,1387,1364,1352,1309,1286,1260,1238,1201,1181,1156,1141,1120,1106,1078,1058,1052,1041,1023,1010,998,983,969,942,940,912,894,881,872,851,827,809,776,751,717,697,653,623,584,541,496,463,423,390,351,320,278,204,142,90,62,48,41,35,28,24,21,16,13,10,8,7,5,4,3,2,2,2,2,1,1,1,1,1,1,1,1,1,1,2,2,2,2,2,2,2,2,2,2,2,2,2,2,2,2,2,2,2,2,2,2,2,2,2,2,2,2,2,2,2,2,2,2,2,2,2,1,2,1,1,2,2,1,2,2,2,2,2,2,2,2,1,2,1,1,1,1,1,1,1,1,1,1,1,1,1,1,1,1,1,1,1,1,1,1,1,1,1,1]
[225,2602,2545,2498,2453,2402,2334,2268,2198,2154,2073,2023,1936,1871,1800,1771,1740,1728,1683,1661,1615,1581,1547,1510,1456,1419,1415,1376,1360,1334,1307,1294,1276,1253,1253,1220,1206,1183,1174,1142,1138,1117,1098,1090,1083,1047,1045,1027,1019,1010,991,986,970,958,940,919,894,862,798,756,732,709,688,653,625,578,524,481,434,399,357,276,193,122,69,56,48,42,35,31,26,22,18,16,14,12,9,7,7,6,5,4,3,3,3,3,3,2,2,2,2,2,2,2,2,2,2,3,3,3,3,3,2,3,2,2,2,2,2,2,2,2,2,2,2,2,2,2,2,2,2,2,2,2,2,2,2,2,2,2,2,2,2,2,2,1,2,2,2,1,2,2,2,1,1,1,1,1,1,1,1,1,1,1,1,1,1,1,1,1,1,1,1,1,1,1,1,1,1,1,1,1]
[240,2576,2563,2533,2504,2482,2445,2395,2328,2262,2206,2129,2088,2045,2017,1965,1911,1866,1815,1744,1720,1694,1659,1615,1589,1561,1527,1520,1506,1481,1462,1446,1439,1438,1435,1409,1395,1374,1358,1354,1321,1306,1288,1263,1247,1226,1213,1179,1179,1162,1144,1125,1088,1065,1029,1001,979,971,947,915,866,818,770,727,662,609,551,502,455,413,374,350,311,217,109,66,57,50,43,37,31,28,24,21,18,16,14,12,9,9,8,7,6,6,6,5,5,5,4,4,4,4,3,4,4,4,4,4,4,4,4,4,3,4,4,3,3,3,3,3,3,3,3,2,2,2,2,2,2,2,2,2,2,2,2,2,2,2,2,2,2,2,2,2,1,2,2,1,2,2,2,2,1,1,1,1,1,1,1,1,1,1,1,0,0,1,1,1,0,0,1,1,1,1,1,1,1,1,1,1,1,1]
[255,2577,2604,2604,2594,2596,2579,2551,2505,2444,2396,2369,2321,2288,2243,2207,2134,2105,2068,2016,1980,1936,1905,1881,1863,1849,1840,1823,1801,1803,1827,1846,1846,1829,1817,1825,1831,1821,1799,1787,1774,1754,1734,1702,1679,1655,1630,1607,1587,1561,1528,1507,1470,1433,1397,1368,1330,1292,1243,1186,1109,1043,944,867,784,705,624,569,509,474,436,379,235,141,99,88,77,66,58,49,42,36,31,27,24,21,18,16,14,12,11,10,9,8,7,7,7,7,7,6,6,6,5,5,5,5,5,5,5,4,4,4,4,4,4,4,3,3,3,3,3,3,3,3,2,2,2,2,2,2,2,2,2,2,2,2,2,2,2,2,2,2,2,2,1,1,1,1,1,1,1,1,1,1,1,0,1,1,1,0,0,1,1,1,1,1,1,1,1,0,1,1,1,1,1,1,1,1,1,1,1,1]
[270,2663,2642,2673,2688,2723,2735,2759,2733,2704,2673,2671,2630,2600,2576,2531,2504,2478,2433,2410,2385,2360,2338,2319,2321,2333,2345,2365,2400,2447,2481,2498,2501,2497,2483,2490,2452,2426,2428,2386,2382,2390,2381,2417,2417,2421,2416,2413,2392,2373,2331,2331,2328,2310,2311,2259,2198,2164,2105,2045,1974,1852,1717,1577,1431,1318,1188,1091,986,901,819,645,497,387,330,275,225,190,154,127,90,75,63,51,39,31,28,25,22,21,19,18,17,16,15,14,13,13,11,11,8,7,6,4,4,4,4,3,3,3,3,3,2,2,3,3,2,2,2,2,2,2,2,2,2,2,2,2,2,2,2,2,2,2,2,1,1,1,1,1,1,1,1,1,1,1,1,1,1,1,1,1,1,1,1,1,0,1,1,0,0,0,0,0,0,0,0,0,1,0,1,0,1,1,1,1,1,1,1,1,1,0]
[285,2656,2732,2792,2856,2924,2982,3040,3094,3115,3118,3128,3115,3075,3070,3055,3026,3034,3024,3026,3006,2990,3012,2989,2974,2995,3027,3057,3106,3172,3254,3351,3412,3444,3427,3430,3443,3429,3404,3420,3411,3392,3413,3437,3411,3479,3496,3544,3572,3586,3577,3540,3527,3536,3578,3631,3641,3634,3675,3693,3670,3630,3546,3386,3247,3038,2777,2551,2278,2053,1808,1633,1449,1174,959,762,642,529,436,352,271,206,160,123,93,57,33,28,25,23,21,20,18,17,16,14,13,12,12,12,10,9,6,4,3,3,2,2,2,2,2,1,1,1,1,1,1,1,1,2,2,1,1,1,1,1,1,1,1,1,1,1,1,1,1,1,1,1,1,1,1,1,1,1,1,1,1,1,1,1,1,1,1,1,1,1,1,1,1,1,1,1,1,1,1,1,2,1,2,1,2,2,2,2,2,2,2,2,2,2,2,2]
[300,2644,2745,2835,2930,3023,3130,3222,3287,3405,3448,3493,3528,3532,3518,3513,3491,3484,3507,3524,3542,3566,3606,3628,3644,3659,3638,3651,3665,3668,3707,3788,3871,3983,4102,4180,4220,4256,4274,4291,4271,4238,4223,4197,4140,4126,4090,3986,3960,3886,3811,3744,3674,3586,3507,3385,3274,3168,3064,3003,2851,2756,2600,2472,2347,2164,2002,1836,1646,1469,1278,1128,954,832,688,527,347,255,207,156,124,99,72,55,39,30,24,21,19,17,15,13,12,11,10,8,8,8,7,7,6,6,6,5,3,2,2,2,2,1,1,1,1,1,1,1,1,1,1,1,1,1,1,1,1,1,1,1,1,1,1,0,1,1,1,1,1,1,1,1,1,1,1,1,0,1,1,1,1,1,1,1,1,1,1,1,1,1,1,1,1,1,1,1,1,1,1,1,1,2,2,2,2,2,2,2,2,2,2,2,2,2]
[315,2659,2780,2875,2979,3117,3244,3347,3460,3587,3696,3770,3840,3917,3945,3966,3966,3987,4020,4037,4053,4068,4098,4144,4165,4218,4256,4280,4309,4300,4295,4270,4249,4252,4248,4254,4287,4313,4307,4266,4217,4125,4062,4001,3921,3857,3775,3663,3576,3480,3353,3208,3053,2909,2784,2643,2495,2387,2241,2083,1983,1871,1760,1641,1513,1394,1248,1144,1043,945,839,730,634,539,451,377,324,252,142,77,48,41,35,29,26,22,19,17,15,14,12,11,10,8,7,7,6,6,5,5,5,4,4,3,2,2,2,2,1,1,1,1,1,1,1,1,1,1,1,1,1,1,1,1,1,1,1,1,1,1,1,1,1,1,1,1,1,0,1,1,1,1,1,1,1,1,1,0,0,1,0,1,1,1,1,1,0,1,1,1,1,1,1,1,1,1,1,1,1,1,1,2,2,2,2,2,2,2,2,2,2,2]
[330,2638,2762,2877,3027,3165,3292,3423,3515,3658,3766,3871,3996,4099,4219,4304,4399,4473,4528,4569,4595,4580,4569,4577,4601,4600,4592,4571,4564,4525,4510,4479,4418,4351,4285,4213,4153,4065,3975,3868,3769,3652,3550,3444,3313,3193,3056,2934,2840,2757,2665,2578,2526,2433,2339,2273,2183,2083,2001,1914,1811,1692,1601,1509,1386,1286,1181,1091,978,892,802,721,637,566,471,409,347,281,235,192,118,66,31,27,23,20,17,15,13,12,11,9,8,7,6,6,5,4,3,3,3,2,2,2,1,1,1,1,0,1,1,1,1,1,0,1,1,1,1,1,1,1,1,1,1,1,1,1,1,1,1,1,1,0,0,0,1,1,0,1,1,1,1,0,1,1,1,0,1,1,0,1,1,1,1,1,0,1,1,1,1,1,1,1,1,1,1,1,1,1,1,1,2,2,2,2,2,2,2,2,2,2]
[345,2637,2745,2869,3008,3130,3284,3402,3537,3642,3781,3844,3915,4021,4111,4204,4301,4402,4509,4592,4657,4754,4841,4920,4959,5010,5014,4991,4955,4927,4866,4789,4717,4620,4548,4473,4370,4255,4140,3998,3873,3738,3616,3472,3312,3192,3064,2925,2789,2665,2544,2387,2268,2158,2047,1921,1793,1679,1590,1506,1437,1350,1291,1217,1154,1097,1018,957,888,815,753,676,603,535,459,396,345,298,252,209,170,142,118,67,31,22,18,16,13,12,10,9,7,6,6,4,4,3,3,3,2,2,2,1,1,1,1,0,1,1,0,1,1,1,0,1,0,0,0,1,0,1,1,1,1,1,1,0,1,1,1,0,1,1,1,1,1,1,1,0,1,0,1,1,1,1,1,0,0,1,1,0,1,0,1,1,1,1,1,0,0,0,1,1,1,1,1,1,1,1,1,1,1,1,2,2,2,2,2,2,2,2]
[360,2618,2740,2852,2984,3092,3217,3327,3430,3538,3617,3695,3785,3850,3926,3962,4034,4096,4154,4202,4232,4281,4313,4347,4402,4434,4417,4428,4437,4410,4379,4347,4281,4230,4171,4107,4060,3992,3897,3811,3710,3597,3482,3323,3210,3083,2956,2791,2653,2534,2378,2229,2107,1959,1836,1703,1619,1511,1432,1364,1306,1247,1194,1130,1073,1002,924,863,780,709,637,568,507,453,386,325,272,232,191,158,123,100,82,61,43,30,24,20,17,13,12,10,9,7,6,5,4,3,3,2,2,1,1,1,0,0,0,1,0,0,1,0,0,1,1,0,1,1,1,1,1,1,0,1,1,1,1,1,1,1,1,1,1,1,0,1,1,1,1,0,1,1,0,1,1,0,0,1,1,1,1,1,1,0,0,0,1,1,1,1,1,1,1,1,1,1,1,1,1,1,1,1,1,2,1,2,2,1,2,2,2,2]

{"sheet":"Chart Data Baseline","index":15,"n_rows":42,"n_cols":85,"rows_kept":42,"cut":false,"hidden":false,"merged":[]}
["X axis","Median 1","Median 2","Road Edge 1","Road Edge 2","Lanes","Lanes","Lanes","Lanes","Lanes","Lanes","Lanes","Lanes","Lanes","Lanes","Lanes","Lanes","Lanes","Lanes","Lanes","Lanes","Lanes","Lanes","Grid Points","Grid Points","Grid Points","Grid Points","Grid Points","Grid Points","Grid Points","Grid Points","Grid Points","Grid Points","Grid Points","Grid Points","Grid Points","Grid Points","Grid Points","Grid Points","Grid Points","Grid Points","Grid Points","Grid Points","Grid Points","Grid Points","Grid Points","Grid Points","Grid Points","Grid Points","Grid Points","Grid Points","Grid Points","Grid Points","Grid Points","Grid Points","Grid Points","Grid Points","Grid Points","Grid Points","Grid Points","Grid Points","Grid Points","Grid Points","Grid Points","Grid Points","Grid Points","Grid Points","Grid Points","Grid Points","Grid Points","Grid Points","Grid Points","Grid Points","Grid Points","Grid Points","Grid Points","Grid Points","Grid Points","Grid Points","Grid Points","Grid Points","Grid Points","Grid Points","Fixture X","Fixture Y"]
[1.5,6,8,0,14,3,11]
[4.5,6,8,0,14,3,11,null,null,null,null,null,null,null,null,null,null,null,null,null,null,null,null,null,null,null,null,null,null,null,null,null,null,null,null,null,null,null,null,null,null,null,null,null,null,null,null,null,null,null,null,null,null,null,null,null,null,null,null,null,null,null,null,null,null,null,null,null,null,null,null,null,null,null,null,null,null,null,null,null,null,null,null,0,2.5]
[7.5,6,8,0,14,3,11,null,null,null,null,null,null,null,null,null,null,null,null,null,null,null,null,null,null,null,null,null,null,null,null,null,null,null,null,null,null,null,null,null,null,null,null,null,null,null,null,null,null,null,null,null,null,null,null,null,null,null,null,null,null,null,null,null,null,null,null,null,null,null,null,null,null,null,null,null,null,null,null,null,null,null,null,30,2.5]
[10.5,6,8,0,14,3,11,null,null,null,null,null,null,null,null,null,null,null,null,null,null,null,null,null,null,null,null,null,null,null,null,null,null,null,null,null,null,null,null,null,null,null,null,null,null,null,null,null,null,null,null,null,null,null,null,null,null,null,null,null,null,null,null,null,null,null,null,null,null,null,null,null,null,null,null,null,null,null,null,null,null,null,null,60,2.5]
[13.5,6,8,0,14,3,11,null,null,null,null,null,null,null,null,null,null,null,null,null,null,null,null,null,null,null,null,null,null,null,null,null,null,null,null,null,null,null,null,null,null,null,null,null,null,null,null,null,null,null,null,null,null,null,null,null,null,null,null,null,null,null,null,null,null,null,null,null,null,null,null,null,null,null,null,null,null,null,null,null,null,null,null,90,2.5]
[16.5,6,8,0,14,3,11,null,null,null,null,null,null,null,null,null,null,null,null,null,null,null,null,null,null,null,null,null,null,null,null,null,null,null,null,null,null,null,null,null,null,null,null,null,null,null,null,null,null,null,null,null,null,null,null,null,null,null,null,null,null,null,null,null,null,null,null,null,null,null,null,null,null,null,null,null,null,null,null,null,null,null,null,120,2.5]
[19.5,6,8,0,14,3,11]
[22.5,6,8,0,14,3,11]
[25.5,6,8,0,14,3,11]
[28.5,6,8,0,14,3,11]
[31.5,6,8,0,14,3,11,null,null,null,null,null,null,null,null,null,null,null,null,null,null,null,null,0.75,2.25,3.75,5.25,8.75,10.25,11.75,13.25]
[34.5,6,8,0,14,3,11,null,null,null,null,null,null,null,null,null,null,null,null,null,null,null,null,0.75,2.25,3.75,5.25,8.75,10.25,11.75,13.25]
[37.5,6,8,0,14,3,11,null,null,null,null,null,null,null,null,null,null,null,null,null,null,null,null,0.75,2.25,3.75,5.25,8.75,10.25,11.75,13.25]
[40.5,6,8,0,14,3,11,null,null,null,null,null,null,null,null,null,null,null,null,null,null,null,null,0.75,2.25,3.75,5.25,8.75,10.25,11.75,13.25]
[43.5,6,8,0,14,3,11,null,null,null,null,null,null,null,null,null,null,null,null,null,null,null,null,0.75,2.25,3.75,5.25,8.75,10.25,11.75,13.25]
[46.5,6,8,0,14,3,11,null,null,null,null,null,null,null,null,null,null,null,null,null,null,null,null,0.75,2.25,3.75,5.25,8.75,10.25,11.75,13.25]
[49.5,6,8,0,14,3,11,null,null,null,null,null,null,null,null,null,null,null,null,null,null,null,null,0.75,2.25,3.75,5.25,8.75,10.25,11.75,13.25]
[52.5,6,8,0,14,3,11,null,null,null,null,null,null,null,null,null,null,null,null,null,null,null,null,0.75,2.25,3.75,5.25,8.75,10.25,11.75,13.25]
[55.5,6,8,0,14,3,11,null,null,null,null,null,null,null,null,null,null,null,null,null,null,null,null,0.75,2.25,3.75,5.25,8.75,10.25,11.75,13.25]
[58.5,6,8,0,14,3,11,null,null,null,null,null,null,null,null,null,null,null,null,null,null,null,null,0.75,2.25,3.75,5.25,8.75,10.25,11.75,13.25]
[61.5,6,8,0,14,3,11]
[64.5,6,8,0,14,3,11]
[67.5,6,8,0,14,3,11]
[70.5,6,8,0,14,3,11]
[73.5,6,8,0,14,3,11]
[76.5,6,8,0,14,3,11]
[79.5,6,8,0,14,3,11]
[82.5,6,8,0,14,3,11]
[85.5,6,8,0,14,3,11]
[88.5,6,8,0,14,3,11]
[91.5,6,8,0,14,3,11]
[94.5,6,8,0,14,3,11]
[97.5,6,8,0,14,3,11]
[100.5,6,8,0,14,3,11]
[103.5,6,8,0,14,3,11]
[106.5,6,8,0,14,3,11]
[109.5,6,8,0,14,3,11]
[112.5,6,8,0,14,3,11]
[115.5,6,8,0,14,3,11]
[118.5,6,8,0,14,3,11]
[121.5,6,8,0,14,3,11]

{"sheet":"Macros","index":16,"n_rows":97,"n_cols":2,"rows_kept":97,"cut":false,"hidden":false,"merged":[]}
[]
[]
[]
[null,{"$f":"Translation!B52","v":"Macros"}]
[null,{"$f":"Translation!B53","v":"Macros are required to perform the lighting calculations. To use the tool, you must enable macros. To do this:"}]
[]
[null,"Excel 2013 (2007/2010)"]
[]
["1)"]
[]
[]
[]
[]
[]
[]
[]
[]
[]
[]
[]
["2)"]
[]
[]
[]
[]
[]
[]
[]
[]
[]
[]
[]
[]
[]
[]
[]
[]
[]
[]
[]
[]
[]
[]
[]
[]
[]
[]
[]
[]
[]
[]
[]
[]
[]
[]
[]
[null,{"$f":"Translation!B42","v":"Excel 2003: "}]
["1)"]
[]
[]
[]
[]
[]
[]
[]
[]
[]
[]
[]
[]
[]
[]
["2)"]
[]
[]
[]
[]
[]
[]
[]
[]
[]
[]
[]
[]
[]
[]
["3)"]
[]
[]
[]
[]
[]
[]
[]
[]
["4)"]

{"sheet":"Chart Data Upgrade","index":17,"n_rows":57,"n_cols":85,"rows_kept":57,"cut":false,"hidden":false,"merged":[]}
["X axis","Median 1","Median 2","Road Edge 1","Road Edge 2","Lanes","Lanes","Lanes","Lanes","Lanes","Lanes","Lanes","Lanes","Lanes","Lanes","Lanes","Lanes","Lanes","Lanes","Lanes","Lanes","Lanes","Lanes","Grid Points","Grid Points","Grid Points","Grid Points","Grid Points","Grid Points","Grid Points","Grid Points","Grid Points","Grid Points","Grid Points","Grid Points","Grid Points","Grid Points","Grid Points","Grid Points","Grid Points","Grid Points","Grid Points","Grid Points","Grid Points","Grid Points","Grid Points","Grid Points","Grid Points","Grid Points","Grid Points","Grid Points","Grid Points","Grid Points","Grid Points","Grid Points","Grid Points","Grid Points","Grid Points","Grid Points","Grid Points","Grid Points","Grid Points","Grid Points","Grid Points","Grid Points","Grid Points","Grid Points","Grid Points","Grid Points","Grid Points","Grid Points","Grid Points","Grid Points","Grid Points","Grid Points","Grid Points","Grid Points","Grid Points","Grid Points","Grid Points","Grid Points","Grid Points","Grid Points","Fixture X","Fixture Y"]
[1.5,6,6,0,12,3,9]
[4.5,6,6,0,12,3,9,null,null,null,null,null,null,null,null,null,null,null,null,null,null,null,null,null,null,null,null,null,null,null,null,null,null,null,null,null,null,null,null,null,null,null,null,null,null,null,null,null,null,null,null,null,null,null,null,null,null,null,null,null,null,null,null,null,null,null,null,null,null,null,null,null,null,null,null,null,null,null,null,null,null,null,null,0,0]
[7.5,6,6,0,12,3,9,null,null,null,null,null,null,null,null,null,null,null,null,null,null,null,null,null,null,null,null,null,null,null,null,null,null,null,null,null,null,null,null,null,null,null,null,null,null,null,null,null,null,null,null,null,null,null,null,null,null,null,null,null,null,null,null,null,null,null,null,null,null,null,null,null,null,null,null,null,null,null,null,null,null,null,null,15,12]
[10.5,6,6,0,12,3,9,null,null,null,null,null,null,null,null,null,null,null,null,null,null,null,null,null,null,null,null,null,null,null,null,null,null,null,null,null,null,null,null,null,null,null,null,null,null,null,null,null,null,null,null,null,null,null,null,null,null,null,null,null,null,null,null,null,null,null,null,null,null,null,null,null,null,null,null,null,null,null,null,null,null,null,null,30,0]
[13.5,6,6,0,12,3,9,null,null,null,null,null,null,null,null,null,null,null,null,null,null,null,null,null,null,null,null,null,null,null,null,null,null,null,null,null,null,null,null,null,null,null,null,null,null,null,null,null,null,null,null,null,null,null,null,null,null,null,null,null,null,null,null,null,null,null,null,null,null,null,null,null,null,null,null,null,null,null,null,null,null,null,null,45,12]
[16.5,6,6,0,12,3,9,null,null,null,null,null,null,null,null,null,null,null,null,null,null,null,null,null,null,null,null,null,null,null,null,null,null,null,null,null,null,null,null,null,null,null,null,null,null,null,null,null,null,null,null,null,null,null,null,null,null,null,null,null,null,null,null,null,null,null,null,null,null,null,null,null,null,null,null,null,null,null,null,null,null,null,null,60,0]
[19.5,6,6,0,12,3,9,null,null,null,null,null,null,null,null,null,null,null,null,null,null,null,null,null,null,null,null,null,null,null,null,null,null,null,null,null,null,null,null,null,null,null,null,null,null,null,null,null,null,null,null,null,null,null,null,null,null,null,null,null,null,null,null,null,null,null,null,null,null,null,null,null,null,null,null,null,null,null,null,null,null,null,null,75,12]
[22.5,6,6,0,12,3,9,null,null,null,null,null,null,null,null,null,null,null,null,null,null,null,null,null,null,null,null,null,null,null,null,null,null,null,null,null,null,null,null,null,null,null,null,null,null,null,null,null,null,null,null,null,null,null,null,null,null,null,null,null,null,null,null,null,null,null,null,null,null,null,null,null,null,null,null,null,null,null,null,null,null,null,null,90,0]
[25.5,6,6,0,12,3,9,null,null,null,null,null,null,null,null,null,null,null,null,null,null,null,null,null,null,null,null,null,null,null,null,null,null,null,null,null,null,null,null,null,null,null,null,null,null,null,null,null,null,null,null,null,null,null,null,null,null,null,null,null,null,null,null,null,null,null,null,null,null,null,null,null,null,null,null,null,null,null,null,null,null,null,null,105,12]
[28.5,6,6,0,12,3,9,null,null,null,null,null,null,null,null,null,null,null,null,null,null,null,null,null,null,null,null,null,null,null,null,null,null,null,null,null,null,null,null,null,null,null,null,null,null,null,null,null,null,null,null,null,null,null,null,null,null,null,null,null,null,null,null,null,null,null,null,null,null,null,null,null,null,null,null,null,null,null,null,null,null,null,null,120,0]
[31.5,6,6,0,12,3,9,null,null,null,null,null,null,null,null,null,null,null,null,null,null,null,null,null,null,null,null,null,null,null,null,null,null,null,null,null,null,null,null,null,null,null,null,null,null,null,null,null,null,null,null,null,null,null,null,null,null,null,null,null,null,null,null,null,null,null,null,null,null,null,null,null,null,null,null,null,null,null,null,null,null,null,null,135,12]
[34.5,6,6,0,12,3,9,null,null,null,null,null,null,null,null,null,null,null,null,null,null,null,null,null,null,null,null,null,null,null,null,null,null,null,null,null,null,null,null,null,null,null,null,null,null,null,null,null,null,null,null,null,null,null,null,null,null,null,null,null,null,null,null,null,null,null,null,null,null,null,null,null,null,null,null,null,null,null,null,null,null,null,null,150,0]
[37.5,6,6,0,12,3,9,null,null,null,null,null,null,null,null,null,null,null,null,null,null,null,null,null,null,null,null,null,null,null,null,null,null,null,null,null,null,null,null,null,null,null,null,null,null,null,null,null,null,null,null,null,null,null,null,null,null,null,null,null,null,null,null,null,null,null,null,null,null,null,null,null,null,null,null,null,null,null,null,null,null,null,null,165,12]
[40.5,6,6,0,12,3,9,null,null,null,null,null,null,null,null,null,null,null,null,null,null,null,null,null,null,null,null,null,null,null,null,null,null,null,null,null,null,null,null,null,null,null,null,null,null,null,null,null,null,null,null,null,null,null,null,null,null,null,null,null,null,null,null,null,null,null,null,null,null,null,null,null,null,null,null,null,null,null,null,null,null,null,null,180,0]
[43.5,6,6,0,12,3,9,null,null,null,null,null,null,null,null,null,null,null,null,null,null,null,null,null,null,null,null,null,null,null,null,null,null,null,null,null,null,null,null,null,null,null,null,null,null,null,null,null,null,null,null,null,null,null,null,null,null,null,null,null,null,null,null,null,null,null,null,null,null,null,null,null,null,null,null,null,null,null,null,null,null,null,null,195,12]
[46.5,6,6,0,12,3,9]
[49.5,6,6,0,12,3,9]
[52.5,6,6,0,12,3,9]
[55.5,6,6,0,12,3,9]
[58.5,6,6,0,12,3,9]
[61.5,6,6,0,12,3,9,null,null,null,null,null,null,null,null,null,null,null,null,null,null,null,null,0.5,1.5,2.5,3.5,4.5,5.5,6.5,7.5,8.5,9.5,10.5,11.5]
[64.5,6,6,0,12,3,9,null,null,null,null,null,null,null,null,null,null,null,null,null,null,null,null,0.5,1.5,2.5,3.5,4.5,5.5,6.5,7.5,8.5,9.5,10.5,11.5]
[67.5,6,6,0,12,3,9,null,null,null,null,null,null,null,null,null,null,null,null,null,null,null,null,0.5,1.5,2.5,3.5,4.5,5.5,6.5,7.5,8.5,9.5,10.5,11.5]
[70.5,6,6,0,12,3,9,null,null,null,null,null,null,null,null,null,null,null,null,null,null,null,null,0.5,1.5,2.5,3.5,4.5,5.5,6.5,7.5,8.5,9.5,10.5,11.5]
[73.5,6,6,0,12,3,9,null,null,null,null,null,null,null,null,null,null,null,null,null,null,null,null,0.5,1.5,2.5,3.5,4.5,5.5,6.5,7.5,8.5,9.5,10.5,11.5]
[76.5,6,6,0,12,3,9,null,null,null,null,null,null,null,null,null,null,null,null,null,null,null,null,0.5,1.5,2.5,3.5,4.5,5.5,6.5,7.5,8.5,9.5,10.5,11.5]
[79.5,6,6,0,12,3,9,null,null,null,null,null,null,null,null,null,null,null,null,null,null,null,null,0.5,1.5,2.5,3.5,4.5,5.5,6.5,7.5,8.5,9.5,10.5,11.5]
[82.5,6,6,0,12,3,9,null,null,null,null,null,null,null,null,null,null,null,null,null,null,null,null,0.5,1.5,2.5,3.5,4.5,5.5,6.5,7.5,8.5,9.5,10.5,11.5]
[85.5,6,6,0,12,3,9,null,null,null,null,null,null,null,null,null,null,null,null,null,null,null,null,0.5,1.5,2.5,3.5,4.5,5.5,6.5,7.5,8.5,9.5,10.5,11.5]
[88.5,6,6,0,12,3,9,null,null,null,null,null,null,null,null,null,null,null,null,null,null,null,null,0.5,1.5,2.5,3.5,4.5,5.5,6.5,7.5,8.5,9.5,10.5,11.5]
[91.5,6,6,0,12,3,9]
[94.5,6,6,0,12,3,9]
[97.5,6,6,0,12,3,9]
[100.5,6,6,0,12,3,9]
[103.5,6,6,0,12,3,9]
[106.5,6,6,0,12,3,9]
[109.5,6,6,0,12,3,9]
[112.5,6,6,0,12,3,9]
[115.5,6,6,0,12,3,9]
[118.5,6,6,0,12,3,9]
[121.5,6,6,0,12,3,9]
[124.5,6,6,0,12,3,9]
[127.5,6,6,0,12,3,9]
[130.5,6,6,0,12,3,9]
[133.5,6,6,0,12,3,9]
[136.5,6,6,0,12,3,9]
[139.5,6,6,0,12,3,9]
[142.5,6,6,0,12,3,9]
[145.5,6,6,0,12,3,9]
[148.5,6,6,0,12,3,9]
[151.5,6,6,0,12,3,9]
[154.5,6,6,0,12,3,9]
[157.5,6,6,0,12,3,9]
[160.5,6,6,0,12,3,9]
[163.5,6,6,0,12,3,9]
[166.5,6,6,0,12,3,9]

{"sheet":"Illuminance Calcs","index":18,"n_rows":22,"n_cols":9,"rows_kept":22,"cut":false,"hidden":false,"merged":[]}
[null,{"$f":"Translation!B27","v":"SEAD Street Lighting Tool v1.8.1"}]
[null,{"$f":"Translation!B402","v":"Illuminance Calculations"}]
[null,null,null,"Target"]
[null,{"$f":"Translation!B267","v":"Average Illuminance"},{"$f":"AVERAGE(B13:AO512)","v":28.963468517374718},{"$f":"IF(FixtureData!$B$23=\"IES\",'Lighting Standards'!$D$12,'Lighting Standards'!$H$12)","v":0}]
[null,{"$f":"Translation!B268","v":"Minimum Illuminance"},{"$f":"MIN(B13:AO512)","v":21.9605967159033}]
[null,{"$f":"Translation!B269","v":"Maximum Illuminance"},{"$f":"MAX(B13:AO512)","v":35.443071770547661}]
[null,{"$f":"Translation!B264","v":"Uniformity Ratio (Iavg/Imin)"},{"$f":"IF(FixtureData!B23=\"IES\",IFERROR(C4/C5,0),IFERROR(C5/C4,0))","v":1.3188834935619085},{"$f":"IF(FixtureData!$B$23=\"IES\",'Lighting Standards'!$D$13,'Lighting Standards'!$H$13)","v":0}]
[]
[]
[null,{"$f":"Translation!B404","v":"The table below displays Illuminance at every gridpoint"}]
[]
[null,"Lane 1 - 1/4 lane","Lane 1 - 3/4 lane","Lane 2 - 1/4 lane","Lane 2 - 3/4 lane","Lane 3 - 1/4 lane","Lane 3 - 3/4 lane","Lane 4 - 1/4 lane","Lane 4 - 3/4 lane"]
[null,32.738688821981128,33.273332840408486,33.999176227988478,35.34702498350655,33.554656679524967,30.082677183185222,25.604580443602224,21.9605967159033]
[null,29.925371161094638,29.940738348074678,29.246345356828165,29.901380173872582,29.987061403128408,28.789726866439931,25.651912977909223,22.347624495201856]
[null,24.555755192996596,26.745332115734783,27.369313503617892,27.363121127462453,27.368265830962443,27.383505596773151,26.767732937176188,24.583888621224869]
[null,22.350624063454632,25.66084669827973,28.807903739353222,30.015640547531465,29.94083786222085,29.294927009319963,29.997457843172331,29.988510191025139]
[null,21.994492409438788,25.645639871786255,30.135242547015146,33.620737792950948,35.42580658659287,34.088560092621549,33.371805260912843,32.845137219258781]
[null,22.002926847627794,25.653763728445195,30.142990372559119,33.627966055663855,35.432354431592081,34.094522305726855,33.377194768371709,32.850231922324276]
[null,22.377927819327429,25.68675892653701,28.832285818994535,30.038177359960688,29.961097884523429,29.313187265165293,30.013839643620415,30.003953227756732]
[null,24.605589789492463,26.792557169551923,27.413648948023237,27.40407805349885,27.404976949663112,27.416298772665897,26.796884586108707,24.611308257027019]
[null,30.003944115956234,30.015152353922051,29.316206424896603,29.965868464563997,30.044826475713936,28.84078487220571,25.697011822836703,22.38972061973854]
[null,32.85591833739398,33.384212337873869,34.103376571063336,35.443071770547661,33.640813819297847,30.157897819939109,25.670610261356863,22.021565078910704]

{"sheet":"Luminance Calcs","index":19,"n_rows":22,"n_cols":9,"rows_kept":22,"cut":false,"hidden":false,"merged":[]}
[null,{"$f":"Translation!B27","v":"SEAD Street Lighting Tool v1.8.1"}]
[null,{"$f":"Translation!B403","v":"Luminance Calculations"}]
[null,null,null,"Target"]
[null,{"$f":"Translation!B270","v":"Average Luminance"},{"$f":"IF(FixtureData!$B$23=\"CIE\",MIN('Luminance Calcs CIE'!A:A),AVERAGE(B13:AO512))","v":2.2184264834886647},{"$f":"IF(FixtureData!$B$23=\"IES\",'Lighting Standards'!$D$19,'Lighting Standards'!$H$19)","v":0}]
[null,{"$f":"Translation!B271","v":"Minimum Luminance"},{"$f":"IF(FixtureData!$B$23=\"CIE\",MIN('Luminance Calcs CIE'!B:B),MIN(B13:AO512))","v":1.9111586066580135}]
[null,{"$f":"Translation!B272","v":"Maximum Luminance"},{"$f":"IF(FixtureData!$B$23=\"CIE\",MIN('Luminance Calcs CIE'!C:C),MAX(B13:AO512))","v":2.4457727882757654}]
[null,{"$f":"Translation!B266","v":"Uniformity Ratio (IES - lavg/lmin; CIE - lmin/lavg)"},{"$f":"IFERROR(IF(FixtureData!$B$23=\"CIE\",MIN('Luminance Calcs CIE'!D:D),C4/C5),0)","v":1.1607757073432861},{"$f":"IF(FixtureData!$B$23=\"IES\",'Lighting Standards'!$D$20,'Lighting Standards'!$H$20)","v":0}]
[null,{"$f":"Translation!B273","v":"Uniformity Ratio (Imax/Imin)"},{"$f":"IFERROR(IF(FixtureData!$B$23=\"CIE\",MIN('Luminance Calcs CIE'!E:E),C6/C5),0)","v":1.279733026738485},{"$f":"IF(FixtureData!$B$23=\"IES\",'Lighting Standards'!$D$21,'Lighting Standards'!$H$21)","v":0}]
[]
[null,{"$f":"Translation!B405","v":"The table below displays Luminance at every gridpoint"}]
[]
[null,"Lane 1 - 1/4 lane","Lane 1 - 3/4 lane","Lane 2 - 1/4 lane","Lane 2 - 3/4 lane","Lane 3 - 1/4 lane","Lane 3 - 3/4 lane","Lane 4 - 1/4 lane","Lane 4 - 3/4 lane"]
[null,2.1861717303711115,2.1657899926054629,2.1554075823746226,2.2567221200166485,2.3403224643856602,2.3885678032941167,2.4457727882757654,2.3960632842799545]
[null,2.308499172716318,2.1955167549926835,2.0555666809233184,2.0413771161638423,2.1351661117607792,2.2073110819313366,2.3240931502437063,2.3547701202905214]
[null,2.2704103675016269,2.1712282981395674,2.0466741377220337,1.9135735989543592,1.9337361448146471,2.1120333123316497,2.2727263467174263,2.2886574827331456]
[null,2.39710616476534,2.3179632254005211,2.2959113852021122,2.14021510773228,2.0476432353285734,2.0297926224875447,2.1845494457629777,2.2883061301956662]
[null,2.3890882590703573,2.3738118322597384,2.3743090587193367,2.3269858197053308,2.2371683988189814,2.1318175374341015,2.115511275174657,2.1888117059806844]
[null,2.3889806538982077,2.4408048028063276,2.3854787066437364,2.3377181929622002,2.25462216530312,2.1538619192750481,2.1645657639675413,2.185010803176147]
[null,2.3473117353485526,2.3188619906572501,2.2039537952657495,2.1323396488049084,2.0391179154971146,2.0539239346095628,2.1941385960870763,2.3072025188919238]
[null,2.2808009103829208,2.2672198811873869,2.1083982923939595,1.9306830690083725,1.9111586066580135,2.0449437235449661,2.1696931969437903,2.2689779177814531]
[null,2.2800269900715362,2.1787548877316869,2.0258703055998644,2.0443599727252337,2.137649528489026,2.2941047158782113,2.3162688203298987,2.3955388597531311]
[null,2.1800646664767354,2.1093945649699473,2.1275819020642577,2.2336435847628708,2.3242741299854925,2.3723232687325022,2.3719566136858039,2.3873882791631567]

{"sheet":"Luminance Calcs CIE","index":20,"n_rows":11,"n_cols":57,"rows_kept":11,"cut":false,"hidden":false,"merged":[]}
[{"$f":"Translation!B406","v":"Average"},{"$f":"Translation!B407","v":"Minimum"},{"$f":"Translation!B408","v":"Maximum"},{"$f":"Translation!B409","v":"Minimum/Average"},"min / max"]
[]
[]
[]
[]
[null,null,null,null,null,null,{"$f":"Translation!B503","v":"Each set of values below  represent luminace as observed from different observer positions. Observers are assumed to be in the middle of each lane."}]
[]
[]
[]
[]
[null,null,null,null,null,null,null,null,null,null,null,null,null,null,null,null,null,null,null,null,null,null,null,null,null,null,null,null,null,null,null,null,null,null,null,null,null,null,null,null,null,null,null,null,null,null,null,null,null,null,null,null,null,null,null,null,{"$f":"MIN(BE12:BE51)","v":0}]

{"sheet":"InfoBoxes","index":21,"n_rows":40,"n_cols":4,"rows_kept":40,"cut":false,"hidden":false,"merged":[]}
[]
[]
[]
["Sheet","Column","Row","Info box Name"]
["First Road Geometry Row"]
[{"$f":"Translation!B23","v":"Road Geometry"},3,10,"Info_NumLanes"]
[{"$f":"Translation!B23","v":"Road Geometry"},4,10,"Info_NumLanes"]
[{"$f":"Translation!B23","v":"Road Geometry"},3,11,"Info_LaneWidth"]
[{"$f":"Translation!B23","v":"Road Geometry"},4,11,"Info_LaneWidth"]
[{"$f":"Translation!B23","v":"Road Geometry"},3,12,"Info_ShoulderWidth"]
[{"$f":"Translation!B23","v":"Road Geometry"},4,12,"Info_ShoulderWidth"]
[{"$f":"Translation!B23","v":"Road Geometry"},3,13,"Info_MedianWidth"]
[{"$f":"Translation!B23","v":"Road Geometry"},4,13,"Info_MedianWidth"]
[{"$f":"Translation!B23","v":"Road Geometry"},3,16,"Info_PolePlacement"]
[{"$f":"Translation!B23","v":"Road Geometry"},4,16,"Info_PolePlacement"]
[{"$f":"Translation!B23","v":"Road Geometry"},3,17,"Info_PoleHeight"]
[{"$f":"Translation!B23","v":"Road Geometry"},4,17,"Info_PoleHeight"]
[{"$f":"Translation!B23","v":"Road Geometry"},3,18,"Info_PoleSpacing"]
[{"$f":"Translation!B23","v":"Road Geometry"},4,18,"Info_PoleSpacing"]
[{"$f":"Translation!B23","v":"Road Geometry"},3,19,"Info_PoleSetback"]
[{"$f":"Translation!B23","v":"Road Geometry"},4,19,"Info_PoleSetback"]
[{"$f":"Translation!B23","v":"Road Geometry"},3,20,"Info_ArmLength"]
[{"$f":"Translation!B23","v":"Road Geometry"},4,20,"Info_ArmLength"]
[{"$f":"Translation!B23","v":"Road Geometry"},3,22,"Info_GridPoints"]
[{"$f":"Translation!B23","v":"Road Geometry"},4,22,"Info_GridPoints"]
["Last Road Geometry Row"]
["First Inputs Row"]
[{"$f":"Translation!B102","v":"Inputs"},4,90,"Info_FixtureInstallation"]
[{"$f":"Translation!B102","v":"Inputs"},4,91,"Info_PoleInstallation"]
[{"$f":"Translation!B102","v":"Inputs"},4,92,"Info_BulbReplacement"]
[{"$f":"Translation!B102","v":"Inputs"},4,94,"Info_EnergyCost"]
[{"$f":"Translation!B102","v":"Inputs"},4,95,"Info_DiscountRate"]
[{"$f":"Translation!B102","v":"Inputs"},4,96,"Info_AnalysisPeriod"]
[{"$f":"Translation!B102","v":"Inputs"},7,90,"Info_FixtureInstallation"]
[{"$f":"Translation!B102","v":"Inputs"},7,91,"Info_PoleInstallation"]
[{"$f":"Translation!B102","v":"Inputs"},7,92,"Info_BulbReplacement"]
[{"$f":"Translation!B102","v":"Inputs"},7,94,"Info_EnergyCost"]
[{"$f":"Translation!B102","v":"Inputs"},7,95,"Info_DiscountRate"]
[{"$f":"Translation!B102","v":"Inputs"},7,96,"Info_AnalysisPeriod"]
["Last Inputs Row"]

{"sheet":"Rtables","index":22,"n_rows":162,"n_cols":28,"rows_kept":162,"cut":false,"hidden":false,"merged":[]}
[]
[]
[null,null,1,2,3,4,5,6,7,8,9,10,11,12,13,14,15,16,17,18,19,20,21]
[null,0,{"$f":"IF('Road Geometry'!$C$24=\"\",\"R3\",'Road Geometry'!$C$24)","v":"R3"},"β"]
[null,1,"Tan γ",{"$f":"OFFSET($B$35,MATCH($C$4,$B$36:$B$161,0)+$B5,D$3)","v":0},2,5,10,15,20,25,30,35,40,45,60,75,90,105,120,135,150,165,180]
[null,2,{"$f":"OFFSET($B$35,MATCH($C$4,$B$36:$B$161,0)+$B6,C$3)","v":0},{"$f":"OFFSET($B$35,MATCH($C$4,$B$36:$B$161,0)+$B6,D$3)","v":294},{"$f":"OFFSET($B$35,MATCH($C$4,$B$36:$B$161,0)+$B6,E$3)","v":294},294,294,294,294,294,294,294,294,294,294,294,294,294,294,294,294,294,294]
[null,3,0.25,326,326,321,321,317,312,308,308,303,298,294,280,271,262,258,253,249,244,240,240]
[null,4,0.5,344,344,339,339,326,317,308,298,289,276,262,235,217,204,199,199,199,199,194,194]
[null,5,0.75,357,353,353,339,321,303,285,267,244,222,204,176,158,149,149,149,145,136,136,140]
[null,6,1,362,362,352,326,276,249,226,204,181,158,140,118,104,100,100,100,100,100,100,100]
[null,7,1.25,357,357,348,298,244,208,176,154,136,118,104,83,73,70,71,74,77,77,77,78]
[null,8,1.5,353,348,326,267,217,176,145,117,100,86,78,72,60,57,58,60,60,60,61,62]
[null,9,1.75,339,35,303,231,172,127,104,89,79,70,62,84,45,44,45,46,45,45,46,47]
[null,10,2,326,321,280,190,136,100,82,71,62,54,48,39,34,34,34,35,36,36,37,38]
[null,11,2.5,289,280,222,127,86,65,54,44,38,34,25,23,22,23,24,24,24,24,24,25]
[null,12,3,253,235,163,85,53,38,31,25,23,20,18,15,15,14,15,15,16,16,17,17]
[null,13,3.5,217,194,122,60,35,25,22,19,16,15,13,9.9,9,9,9.9,11,11,12,12,13]
[null,14,4,190,163,90,43,26,20,16,14,12,9.9,9,7.4,7,7.1,7.5,8.3000000000000007,8.6999999999999993,9,9,9.9]
[null,15,4.5,163,136,73,31,20,15,12,9.9,9,{"$f":"OFFSET($B$35,MATCH($C$4,$B$36:$B$161,0)+$B19,M$3)","v":8.3000000000000007},7.7,5.4,4.8,4.9000000000000004,5.4,6.1,7,7.7,8.3000000000000007,8.5]
[null,16,5,145,{"$f":"OFFSET($B$35,MATCH($C$4,$B$36:$B$161,0)+$B20,E$3)","v":109},60,24,16,12,9,8.1999999999999993,7.7,6.8,6.1,4.3,3.2,3.3,3.7,4.3,5.2,6.5,6.9,7.1]
[null,17,5.5,127,{"$f":"OFFSET($B$35,MATCH($C$4,$B$36:$B$161,0)+$B21,E$3)","v":94},47,18,14,9.9,7.7,6.9,6.1,5.7]
[null,18,6,113,{"$f":"OFFSET($B$35,MATCH($C$4,$B$36:$B$161,0)+$B22,E$3)","v":77},36,15,11,9,8,6.5,5.0999999999999996]
[null,19,6.5,{"$f":"OFFSET($B$35,MATCH($C$4,$B$36:$B$161,0)+$B23,D$3)","v":104},68,30,11,8.3000000000000007,6.4,5.0999999999999996,4.3]
[null,20,7,95,60,24,8.5,6.4,5.0999999999999996,4.3,3.4]
[null,21,7.5,87,53,21,7.1,5.3,4.4000000000000004,3.6,null,null,null,null,null,null,null,null,null,null,null,null,null,null,null,null,{"$f":"OFFSET($B$35,MATCH($C$4,$B$36:$B$161,0)+$B26,Q$3)","v":"Q0"},7.0000000000000007E-2]
[null,22,8,83,47,17,6.1,4.4000000000000004,3.6,3.1,null,null,null,null,null,null,null,null,null,null,null,null,null,null,null,null,"S1",1.1100000000000001]
[null,23,8.5,78,42,15,5.2,3.7,3.1,2.6,null,null,null,null,null,null,null,null,null,null,null,null,null,null,null,null,"S2",2.38]
[null,24,9,73,38,12,4.3,3.2,2.4]
[null,25,9.5,69,34,9.9,3.8,3.5,2.2000000000000002]
[null,26,10,65,32,9,3.3,2.4,2]
[null,27,10.5,62,29,8,3,2.1,1.9]
[null,28,11,59,26,7.1,2.6,1.9,1.8]
[null,29,11.5,56,24,6.3,2.4,1.8]
[null,30,12,53,22,5.6,2,1.8]
[null,"Surface Type:"]
[null,"R1",null,"β"]
[null,null,"Tan γ",0,2,5,10,15,20,25,30,35,40,45,60,75,90,105,120,135,150,165,180]
[null,null,0,655,655,655,655,655,655,655,655,655,655,655,655,655,655,655,655,655,655,655,655]
[null,null,0.25,619,619,619,619,610,610,610,610,610,610,610,610,610,601,601,601,601,601,601,601]
[null,null,0.5,539,539,539,539,539,539,521,521,521,521,521,503,503,503,503,503,503,503,503,503]
[null,null,0.75,431,431,431,431,431,431,431,431,431,431,395,386,371,371,371,371,371,386,395,395]
[null,null,1,341,341,341,341,323,323,305,296,287,287,278,269,269,269,269,269,269,278,278,278]
[null,null,1.25,269,269,269,260,251,242,224,207,198,189,189,180,180,180,180,180,189,198,207,224]
[null,null,1.5,224,224,224,215,198,180,171,162,153,148,144,144,139,139,139,144,148,153,162,180]
[null,null,1.75,189,189,189,171,153,139,130,121,117,112,108,103,99,99,103,108,112,121,130,139]
[null,null,2,162,162,157,135,117,108,99,94,90,85,85,83,84,84,86,90,94,99,103,111]
[null,null,2.5,121,121,117,95,79,66,60,57,54,52,51,50,51,52,54,58,61,65,69,75]
[null,null,3,94,94,86,66,49,41,38,36,34,33,32,31,31,33,35,38,40,43,47,51]
[null,null,3.5,81,80,66,46,33,28,25,23,22,22,21,21,22,22,24,27,29,31,34,38]
[null,null,4,71,69,55,32,23,20,18,16,15,14,14,14,15,17,19,20,22,23,25,27]
[null,null,4.5,63,59,43,24,17,14,13,12,12,11,11,11,12,13,14,14,16,17,19,21]
[null,null,5,57,52,36,19,14,12,10,9,9,8.8000000000000007,8.6999999999999993,8.6999999999999993,9,10,11,13,14,15,16,16]
[null,null,5.5,51,47,31,15,11,9,8.1,7.8,7.7,7.7]
[null,null,6,47,42,25,12,8.5,7.2,6.5,6.3,6.2]
[null,null,6.5,43,38,22,10,6.7,5.8,5.2,5]
[null,null,7,40,34,18,8.1,5.6,4.8,4.4000000000000004,4.2]
[null,null,7.5,37,31,15,6.9,4.7,4,3.8]
[null,null,8,35,28,14,5.7,4,3.6,3.2,null,null,null,null,null,null,"Q0",0.1]
[null,null,8.5,33,25,12,4.8,3.6,3.1,2.9,null,null,null,null,null,null,"S1",0.25]
[null,null,9,31,23,10,4.0999999999999996,3.2,2.8,null,null,null,null,null,null,null,"S2",1.53]
[null,null,9.5,30,22,9,3.7,2.8,2.5]
[null,null,10,29,20,8.1999999999999993,3.2,2.4,2.2000000000000002]
[null,null,10.5,28,18,7.3,3,2.2000000000000002,1.9]
[null,null,11,27,16,6.6,2.7,1.9,1.7]
[null,null,11.5,26,15,6.1,2.4,1.7]
[null,null,12,25,14,5.6,2.2000000000000002,1.6]
[]
[null,"R2",null,"β"]
[null,null,"Tan γ",0,2,5,10,15,20,25,30,35,40,45,60,75,90,105,120,135,150,165,180]
[null,null,0,390,390,390,390,390,390,390,390,390,390,390,390,390,390,390,390,390,390,390,390]
[null,null,0.25,411,411,411,411,411,411,411,411,411,411,379,368,357,357,346,346,346,335,335,335]
[null,null,0.5,411,411,411,411,403,403,384,379,370,346,325,303,281,281,271,271,271,260,260,260]
[null,null,0.75,379,379,379,368,357,346,325,303,281,260,238,216,206,206,206,206,206,206,206,206]
[null,null,1,335,335,335,325,292,291,260,238,216,195,173,152,152,152,152,152,141,141,141,141]
[null,null,1.25,303,303,292,271,238,206,184,152,130,119,108,100,103,106,108,108,114,114,119,119]
[null,null,1.5,271,271,260,227,179,152,141,119,108,93,80,76,76,80,84,87,89,91,93,95]
[null,null,1.75,249,238,227,195,152,124,106,91,78,67,61,52,54,58,63,67,69,71,73,74]
[null,null,2,227,216,195,152,117,95,80,67,61,52,45,40,41,45,49,52,54,56,57,58]
[null,null,2.5,195,190,146,110,74,58,48,40,35,30,27,24,26,28,30,33,35,38,40,41]
[null,null,3,160,155,115,67,43,33,26,21,18,17,16,16,17,17,18,21,22,24,26,27]
[null,null,3.5,146,131,87,41,25,18,15,13,12,11,11,11,11,11,12,14,15,17,18,21]
[null,null,4,132,113,67,27,15,12,10,9.4,8.6999999999999993,8.1999999999999993,7.9,7.6,7.9,8.6999999999999993,9.6,11,12,13,15,17]
[null,null,4.5,118,95,50,20,12,8.9,7.4,6.6,6.3,6.1,5.7,5.6,5.8,6.3,7.1,8.4,10,12,13,14]
[null,null,5,106,81,38,14,8.1999999999999993,6.3,5.4,5,4.8,4.7,4.5,4.4000000000000004,4.8,5.2,6.2,7.4,8.5,9.5,10,11]
[null,null,5.5,96,69,29,11,6.3,5.0999999999999996,4.4000000000000004,4.0999999999999996,3.9,3.8]
[null,null,6,87,58,22,8,5,3.9,3.5,3.4,3.2]
[null,null,6.5,78,50,17,6.1,3.8,3.1,2.8,2.7]
[null,null,7,71,43,14,4.9000000000000004,3.1,2.5,2.2999999999999998,2.2000000000000002]
[null,null,7.5,67,38,12,4.0999999999999996,2.6,2.1,1.9]
[null,null,8,63,33,10,3.4,2.2000000000000002,1.8,1.7,null,null,null,null,null,null,"Q0",7.0000000000000007E-2]
[null,null,8.5,58,28,8.6999999999999993,2.9,1.9,1.6,1.5,null,null,null,null,null,null,"S1",0.57999999999999996]
[null,null,9,55,25,7.4,2.5,1.7,1.4,null,null,null,null,null,null,null,"S2",1.8]
[null,null,9.5,52,23,6.5,2.2000000000000002,1.5,1.3]
[null,null,10,49,21,5.6,1.9,1.4,1.2]
[null,null,10.5,47,18,5,1.7,1.3,1.2]
[null,null,11,44,16,4.4000000000000004,1.6,1.2,1.1000000000000001]
[null,null,11.5,42,14,4,1.5,1.1000000000000001]
[null,null,12,41,13,3.6,1.4,1.1000000000000001]
[null,"Surface Type:"]
[null,"R3",null,"β"]
[null,null,"Tan γ",0,2,5,10,15,20,25,30,35,40,45,60,75,90,105,120,135,150,165,180]
[null,null,0,294,294,294,294,294,294,294,294,294,294,294,294,294,294,294,294,294,294,294,294]
[null,null,0.25,326,326,321,321,317,312,308,308,303,298,294,280,271,262,258,253,249,244,240,240]
[null,null,0.5,344,344,339,339,326,317,308,298,289,276,262,235,217,204,199,199,199,199,194,194]
[null,null,0.75,357,353,353,339,321,303,285,267,244,222,204,176,158,149,149,149,145,136,136,140]
[null,null,1,362,362,352,326,276,249,226,204,181,158,140,118,104,100,100,100,100,100,100,100]
[null,null,1.25,357,357,348,298,244,208,176,154,136,118,104,83,73,70,71,74,77,77,77,78]
[null,null,1.5,353,348,326,267,217,176,145,117,100,86,78,72,60,57,58,60,60,60,61,62]
[null,null,1.75,339,35,303,231,172,127,104,89,79,70,62,84,45,44,45,46,45,45,46,47]
[null,null,2,326,321,280,190,136,100,82,71,62,54,48,39,34,34,34,35,36,36,37,38]
[null,null,2.5,289,280,222,127,86,65,54,44,38,34,25,23,22,23,24,24,24,24,24,25]
[null,null,3,253,235,163,85,53,38,31,25,23,20,18,15,15,14,15,15,16,16,17,17]
[null,null,3.5,217,194,122,60,35,25,22,19,16,15,13,9.9,9,9,9.9,11,11,12,12,13]
[null,null,4,190,163,90,43,26,20,16,14,12,9.9,9,7.4,7,7.1,7.5,8.3000000000000007,8.6999999999999993,9,9,9.9]
[null,null,4.5,163,136,73,31,20,15,12,9.9,9,8.3000000000000007,7.7,5.4,4.8,4.9000000000000004,5.4,6.1,7,7.7,8.3000000000000007,8.5]
[null,null,5,145,109,60,24,16,12,9,8.1999999999999993,7.7,6.8,6.1,4.3,3.2,3.3,3.7,4.3,5.2,6.5,6.9,7.1]
[null,null,5.5,127,94,47,18,14,9.9,7.7,6.9,6.1,5.7]
[null,null,6,113,77,36,15,11,9,8,6.5,5.0999999999999996]
[null,null,6.5,104,68,30,11,8.3000000000000007,6.4,5.0999999999999996,4.3]
[null,null,7,95,60,24,8.5,6.4,5.0999999999999996,4.3,3.4]
[null,null,7.5,87,53,21,7.1,5.3,4.4000000000000004,3.6]
[null,null,8,83,47,17,6.1,4.4000000000000004,3.6,3.1,null,null,null,null,null,null,"Q0",7.0000000000000007E-2]
[null,null,8.5,78,42,15,5.2,3.7,3.1,2.6,null,null,null,null,null,null,"S1",1.1100000000000001]
[null,null,9,73,38,12,4.3,3.2,2.4,null,null,null,null,null,null,null,"S2",2.38]
[null,null,9.5,69,34,9.9,3.8,3.5,2.2000000000000002]
[null,null,10,65,32,9,3.3,2.4,2]
[null,null,10.5,62,29,8,3,2.1,1.9]
[null,null,11,59,26,7.1,2.6,1.9,1.8]
[null,null,11.5,56,24,6.3,2.4,1.8]
[null,null,12,53,22,5.6,2,1.8]
[null,"Surface Type:"]
[null,"R4",null,"β"]
[null,null,"Tan γ",0,2,5,10,15,20,25,30,35,40,45,60,75,90,105,120,135,150,165,180]
[null,null,0,264,264,264,264,264,264,264,264,264,264,264,264,264,264,264,264,264,264,264,264]
[null,null,0.25,297,317,317,317,317,310,304,290,284,277,271,244,231,224,224,218,218,211,211,211]
[null,null,0.5,330,343,343,343,330,310,297,284,277,264,251,218,198,185,178,172,172,165,165,165]
[null,null,0.75,376,383,370,350,330,304,277,251,231,211,198,165,139,132,132,125,125,125,119,119]
[null,null,1,396,396,396,330,290,251,218,198,185,165,145,112,86,86,86,86,86,87,87,87]
[null,null,1.25,403,409,370,310,251,211,178,152,132,115,103,77,66,65,65,63,65,66,67,68]
[null,null,1.5,409,396,356,284,218,172,139,115,100,88,79,61,50,50,50,50,52,55,55,55]
[null,null,1.75,409,396,343,251,178,139,108,88,75,66,59,44,37,37,37,38,40,41,42,45]
[null,null,2,409,383,317,224,145,106,86,71,59,53,45,33,29,29,29,30,32,33,34,37]
[null,null,2.5,396,356,264,152,100,73,55,45,37,32,28,21,20,20,20,21,22,24,25,26]
[null,null,3,370,304,211,95,63,44,30,25,21,17,16,13,12,12,13,13,15,16,17,19]
[null,null,3.5,343,271,165,63,40,26,19,15,13,12,11,9.8000000000000007,9.1,8.8000000000000007,8.8000000000000007,9.4,11,12,13,15]
[null,null,4,317,238,132,45,24,16,13,1,9.6,9,8.4,7.5,7.4,7.4,7.5,7.9,8.6,9.4,11,12]
[null,null,4.5,297,211,106,33,17,11,9.1999999999999993,7.9,7.3,6.6,6.3,6.1,6.1,6.2,6.5,6.7,7.1,7.7,8.6999999999999993,9.6]
[null,null,5,277,185,79,24,13,8.3000000000000007,7,6.3,5.7,5.0999999999999996,5,5,5.0999999999999996,5.4,5.5,5.8,6.1,6.3,6.9,7.7]
[null,null,5.5,257,161,59,19,9.9,7.1,5.7,5,4.5999999999999996,4.2]
[null,null,6,244,140,46,13,7.7,5.7,4.8,4.0999999999999996,3.8]
[null,null,6.5,231,122,37,11,5.9,4.5999999999999996,3.7,3.2]
[null,null,7,218,106,32,9,5,3.8,3.2,2.6]
[null,null,7.5,205,94,26,7.5,4.4000000000000004,3.3,2.8]
[null,null,8,193,82,22,6.3,3.7,2.9,2.4,null,null,null,null,null,null,"Q0",0.08]
[null,null,8.5,184,74,19,5.3,3.2,2.5,2.1,null,null,null,null,null,null,"S1",1.55]
[null,null,9,174,66,16,4.5999999999999996,2.8,2.1,null,null,null,null,null,null,null,"S2",3.03]
[null,null,9.5,169,59,13,4.0999999999999996,2.5,2]
[null,null,10,164,53,12,3.7,2.2000000000000002,1.7]
[null,null,10.5,158,49,11,3.3,2.1,1.7]
[null,null,11,149,41,8.4,2.6,1.7]
[null,null,11.5,149,41,8.4,2.6,1.7]
[null,null,12,145,37,7.7,2.5,1.7]

{"sheet":"Translation","index":23,"n_rows":588,"n_cols":33,"rows_kept":588,"cut":false,"hidden":false,"merged":[]}
[null,null,"LanguageList:"]
[null,null,{"$f":"TRANSPOSE(C11:G11)","v":"English"}]
[null,null,"Français"]
[null,null,"Español"]
[null,null,"Pусский"]
[]
[]
[]
[]
[]
["Selected:",{"$f":"Start!$E$5","v":"English"},"English","Français","Español","Pусский",null,null,"Named Range","Dependents"]
[null,{"$f":"INDEX(C12:G12,MATCH($B$11,$C$11:$G$11,0))","v":"BACKGROUND INFORMATION"},"BACKGROUND INFORMATION","INFORMATION GÉNÉRALE","ANTECEDENTES","ОБЩАЯ ИНФОРМАЦИЯ",null,"Optional",null,"[SEAD street lighting tool_1.7.2_inprogress.xls]Introduction'!$C$3"]
[null,"Before you get started using the tool, there are a few things that are useful to know:","Before you get started using the tool, there are a few things that are useful to know:","Voici quelques renseignements qui vous seront utiles avant de commencer à utiliser l'outil :  ","Antes de comenzar a utilizar la herramienta, hay algunas cosas que debe saber:","Есть несколько вещей, которые полезно знать перед  началом работы с  использованием  этого инструмента: ",null,"Optional",null,"[SEAD street lighting tool_1.7.2_inprogress.xls]Introduction'!$C$6"]
[null,"Choose an Example:","Choose an Example:","Choisissez un exemple :","Seleccione un ejemplo:","Выберите Пример:",null,"Optional",null,"[SEAD street lighting tool_1.7.2_inprogress.xls]Examples'!$C$13"]
[null,"Small Local Road","Small Local Road","Petite route locale","Vía local menor","Небольшая дорога местного значения",null,"Optional",null,"[SEAD street lighting tool_1.7.2_inprogress.xls]Examples'!$D$14"]
[null,"Local / Medium","Local / Medium","Locale/moyenne","Local / Mediana","Местный / Средний ",null,"Optional",null,"[SEAD street lighting tool_1.7.2_inprogress.xls]Examples'!$D$15"]
[null,"Collector / Medium","Collector / Medium","Route collectrice/moyenne","Colectora / Mediana","Коллектор/Средний ",null,"Optional",null,"[SEAD street lighting tool_1.7.2_inprogress.xls]Examples'!$E$15"]
[null,"Expressway / High","Expressway / High","Autoroute/élevée","Autopista / Alta","Скоростная автострада /Высокая ",null,"Optional",null,"[SEAD street lighting tool_1.7.2_inprogress.xls]Examples'!$F$15"]
[null,"Fixture Placement","Fixture Placement","Emplacement du réverbère","Ubicación del luminario ","Установка светильника ",null,"Optional",null,"[SEAD street lighting tool_1.7.2_inprogress.xls]Examples'!$B$20"]
[null,"Single-side, 1 meter over lane edge","Single-side, 1 meter over lane edge","Un côté, 1 mètre au-dessus de la bordure de la voie de circulation","De un solo lado, 1 metro sobre el borde de la calzada","Односторонний, 1 метр над краем  полосы ",null,"Optional",null,"[SEAD street lighting tool_1.7.2_inprogress.xls]Examples'!$D$20"]
[null,"Staggered, 1 meter over lane edge","Staggered, 1 meter over lane edge","Quinconce, 1 mètre au-dessus de la bordure de la voie de circulation","Escalonado (ambos lados de la calle), 1 metro sobre el borde de la calzada","Расположенный в шахматном порядке, 1 метр над краем  полосы",null,"Optional",null,"[SEAD street lighting tool_1.7.2_inprogress.xls]Examples'!$E$20"]
[null,"Full Inputs:","Full Inputs:","Saisies de données complètes","Datos de entrada:","Полный ввод данных:",null,"Optional",null,"[SEAD street lighting tool_1.7.2_inprogress.xls]Examples'!$B$24"]
[null,"Road Geometry","Road Geometry","Géométrie routière","Geometría de vialidad","Геометрия дороги",null,null,null,"[SEAD street lighting tool_1.7.2_inprogress.xls]InfoBoxes'!$A$6",null,"[SEAD street lighting tool_1.7.2_inprogress.xls]InfoBoxes'!$A$7","[SEAD street lighting tool_1.7.2_inprogress.xls]InfoBoxes'!$A$8","[SEAD street lighting tool_1.7.2_inprogress.xls]InfoBoxes'!$A$9","[SEAD street lighting tool_1.7.2_inprogress.xls]InfoBoxes'!$A$10","[SEAD street lighting tool_1.7.2_inprogress.xls]InfoBoxes'!$A$11","[SEAD street lighting tool_1.7.2_inprogress.xls]InfoBoxes'!$A$12","[SEAD street lighting tool_1.7.2_inprogress.xls]InfoBoxes'!$A$13","[SEAD street lighting tool_1.7.2_inprogress.xls]InfoBoxes'!$A$14","[SEAD street lighting tool_1.7.2_inprogress.xls]InfoBoxes'!$A$15","[SEAD street lighting tool_1.7.2_inprogress.xls]InfoBoxes'!$A$16","[SEAD street lighting tool_1.7.2_inprogress.xls]InfoBoxes'!$A$17","[SEAD street lighting tool_1.7.2_inprogress.xls]InfoBoxes'!$A$18","[SEAD street lighting tool_1.7.2_inprogress.xls]InfoBoxes'!$A$19","[SEAD street lighting tool_1.7.2_inprogress.xls]InfoBoxes'!$A$20","[SEAD street lighting tool_1.7.2_inprogress.xls]InfoBoxes'!$A$21","[SEAD street lighting tool_1.7.2_inprogress.xls]InfoBoxes'!$A$22","[SEAD street lighting tool_1.7.2_inprogress.xls]InfoBoxes'!$A$23","[SEAD street lighting tool_1.7.2_inprogress.xls]InfoBoxes'!$A$24","[SEAD street lighting tool_1.7.2_inprogress.xls]InfoBoxes'!$A$25","[SEAD street lighting tool_1.7.2_inprogress.xls]Road Geometry'!$B$9","[SEAD street lighting tool_1.7.2_inprogress.xls]Examples'!$B$25"]
[null,"Overall Uniformity (U0 - avg/min) ","Overall Uniformity (U0 - avg/min) ","Uniformité totale (UT - moyenne/min)","Uniformidad global (U0 - promedio/minuto)","Общая равномерность  (U0 – сред./мин.) ",null,"Optional",null,"[SEAD street lighting tool_1.7.2_inprogress.xls]Examples'!$B$47"]
[null,"Example 1 - Local Road","Example 1 - Local Road","Exemple 1 - route locale","Ejemplo 1 - Vialidad local","Пример 1 - Дорога местного значения ",null,"Optional",null,"[SEAD street lighting tool_1.7.2_inprogress.xls]Examples'!$A$66"]
[null,"Street Type","Street Type","Type de rue","Tipo de calle","Тип Улицы ",null,"Optional",null,"[SEAD street lighting tool_1.7.2_inprogress.xls]Examples'!$B$15"]
[null,"SEAD Street Lighting Tool v1.8.1",{"$f":"\"SEAD Street Lighting Tool v\"&VersionNumber","v":"SEAD Street Lighting Tool v1.8.1"},{"$f":"\"Outil d'évaluation de l'éclairage des rues SEAD v\"&VersionNumber","v":"Outil d'évaluation de l'éclairage des rues SEAD v1.8.1"},{"$f":"\"Herramienta SEAD para sistemas de Iluminación en vialidades v\"&VersionNumber","v":"Herramienta SEAD para sistemas de Iluminación en vialidades v1.8.1"},{"$f":"\"SEAD Инструмент оценки уличного освещения v\"&VersionNumber","v":"SEAD Инструмент оценки уличного освещения v1.8.1"},null,null,null,"[SEAD street lighting tool_1.7.2_inprogress.xls]Illuminance Calcs'!$B$1",null,"[SEAD street lighting tool_1.7.2_inprogress.xls]Luminance Calcs'!$B$1","[SEAD street lighting tool_1.7.2_inprogress.xls]Start'!$D$2"]
[null,"Single Fixture","Single Fixture","Luminaire simple","Unico luminario","Одинарный светильник ",null,"Optional",null,"[SEAD street lighting tool_1.7.2_inprogress.xls]Introduction'!$D$34:$E$34"]
[null,"- A key feature of the tool is the ability to compare many different fixtures. By uploading IES files, you can build a large library of possible fixtures, and then analyze them all for a specific road configuration to see which achieves the best light quality and energy consumption","- A key feature of the tool is the ability to compare many different fixtures. By uploading IES files, you can build a large library of possible fixtures, and then analyze them all for a specific road configuration to see which achieves the best light quality and energy consumption","L'une des principales caractéristiques de cet outil est sa capacité de comparer différents luminaires. En téléchargeant les fichiers IES, vous pouvez constituer une banque importante de luminaires pour toutes les configurations routière possibles et choisir celui qui offre la meilleure qualité d'éclairage et le meilleur rendement énergétique.","- Una característica importante de la herramienta es la capacidad para comparar diversos luminarios. Al cargar archivos IES, usted puede construir una extensa biblioteca de posibles luminarios, y luego analizarlos para una configuración especifica en la vialidad, para ver cual obtiene la mejor calidad de la luz y consumo de energía","Ключевой особенностью инструмента является возможность сравнения различных светильников. Загружая IES файлы, вы можете создать большую библиотеку возможных светильников, а затем проанализировать их все для конкретной конфигурации дороги,  чтобы увидеть, какорый  из них  обеспечивает наилучшее качество света и расхода энергии",null,"Optional",null,"[SEAD street lighting tool_1.7.2_inprogress.xls]Introduction'!$E$10:$O$10"]
[null,"- Calculations are based on the IESNA calculation method; however, several simplifying assumptions have been made to allow for implementation in a simple spreadsheet tool. Therefore, results shouldn't be used for verifying compliance with these standards, but rather allow you to get a first pass at identifying the fixtures that are likely to provide the best energy performance for your requirements, which you can then analyze in detail using lighting design software.","- Calculations are based on the IESNA calculation method; however, several simplifying assumptions have been made to allow for implementation in a simple spreadsheet tool. Therefore, results shouldn't be used for verifying compliance with these standards, but rather allow you to get a first pass at identifying the fixtures that are likely to provide the best energy performance for your requirements, which you can then analyze in detail using lighting design software.","Les calculs se fondent sur la méthode de calcul IESNA; on a toutefois utilisé plusieurs hypothèses simples pour créer cet outil à tableur convivial. Pour cette raison, vous ne devez pas utiliser les résultats pour vérifier la comfornité aux normes, mais plutôt pour déterminer dans un premier temps les luminaires qui procureront le meilleur rendement énergétique à votre projet et que vous pourrez évaluer plus en détail par la suite à l'aide d'un logiciel de conception d'appareils d'éclairage.","- Los cálculos se basan en el método de la IESNA; sin embargo, se han hecho varias simplificaciones para permitir su aplicación en una hoja de cálculo simple. Por tal motivo, los resultados no deben utilizarse para verificar el cumplimiento de estas normas. Estos permiten, por el contrario, obtener un primer paso en la identificación de los luminarios que puedan ofrecer el mejor rendimiento de energía para las necesidades determinadas, que luego pueden ser analizados en detalle con el uso de software de diseño de iluminación","Расчеты основаны на методе расчета IESNA, однако были сделаны несколько упрощающих предположений для обеспечения реализации простого инструмента для составления таблиц. Поэтому полученные результаты не могут быть использованы для контроля за соблюдением этих стандартов, а скорее они позволяют получить первый вариант выбора таких светильников,  которые могут обеспечить лучший показатель расхода энергии в соответствии с вашими требованиями, которые затем можно подробно проанализировать с помощью специального програмного обеспечения для проектирования систем освещения.",null,"Optional",null,"[SEAD street lighting tool_1.7.2_inprogress.xls]Introduction'!$E$11:$O$11"]
[null,"- The tool is designed to be simple to use, requiring little prior knowledge. Follow the steps, and look out for popup boxes and \"?\" links for additional information","- The tool is designed to be simple to use, requiring little prior knowledge. Follow the steps, and look out for popup boxes and \"?\" links for additional information","L'outil est convivial et ne nécessite que des connaissances de base. Suivez les étapes sans oublier de lire les boîtes éclair et les liens «?» qui vous fournissent de l'information additionnelle.","- La herramienta está diseñada para ser fácil de usar, requiriendo muy poco conocimiento previo. Siga los pasos y busque las ventanas emergentes o los enlaces \"?\" para obtener información adicional","Инструмент прост в использовании, требует мало предварительных знаний. Следуйте инструкциям, и обратите внимание на всплывающие окна и  ссылки \"?\" для дополнительной информации ",null,"Optional",null,"[SEAD street lighting tool_1.7.2_inprogress.xls]Introduction'!$E$9:$O$9"]
[null," 'Windows button' -> Excel Options -> Trust Center -> Trust Center Settings"," 'Windows button' -> Excel Options -> Trust Center -> Trust Center Settings","Bouton Microsoft Office - Options Excel - Centre de gestion de la confidentialité - Paramètres du Centre de gestion de la confidentialité","- 'Botón Windows' -> Opciones de Excel -> Centro de Confianza -> Configuración del Centro de Confianza","Windows button' -> Excel Options -> Trust Center -> Trust Center Settings",null,"Optional",null,"[SEAD street lighting tool_1.7.2_inprogress.xls]Introduction'!$F$25"]
[null,"2-lane road, single-side","2-lane road, single-side","route à 2 voies, un seul côté","Vialidad de 2 carriles, de un solo lado","2-х полосная дорога, односторонняя",null,"Optional",null,"[SEAD street lighting tool_1.7.2_inprogress.xls]Introduction'!$D$43"]
[null,"4-lane road, staggered","4-lane road, staggered","route à 4 voies, quinconce","Vialidad de 4 carriles, escalonada","4-х полосная дорога; расположенная в шахматном порядке;",null,"Optional",null,"[SEAD street lighting tool_1.7.2_inprogress.xls]Introduction'!$D$44"]
[null,"6-lane road, median mounted","6-lane road, median mounted","route à 6 voies, installé au centre","Vialidad de 6 carriles, montado en el camellon ","6-и полосная дорога;  установленная на медиане ",null,"Optional",null,"[SEAD street lighting tool_1.7.2_inprogress.xls]Introduction'!$D$45"]
[null,"A second use of the tool is to decide which specific fixture to use to get the best lighting performance. This may be to choose from a few specific fixture options, or to evaluate a manufacturer's claim that a certain fixture will match the light quality provided by your current fixtures. To evaluate specific fixtures: ","A second use of the tool is to decide which specific fixture to use to get the best lighting performance. This may be to choose from a few specific fixture options, or to evaluate a manufacturer's claim that a certain fixture will match the light quality provided by your current fixtures. To evaluate specific fixtures: ","L'outil sert également à choisir le luminaire qui procurera le meilleur éclairage possible. Il peut vous aider à choisir parmi certains luminaires particuliers ou à évaluer la déclaration du fabricant qui affirme que la qualité d'éclairage de son appareil équivaut à vos luminaires actuels. Pour évaluer des luminaires :","Un segundo uso de la herramienta sirve para decidir qué luminario se debe usar para obtener el mejor rendimiento de iluminación. Puede ser eligiendo entre algunas opciones de luminarios específicos, o evaluando declaraciones de fabricantes sobre tipos de luminarios que coinciden con la calidad de la luz proporcionada por los luminarios actuales. Para evaluar luminarios específicos:","Второе применение инструмента предназначено для выбора конкретного светильника, который будет обеспечивать лучшую производительность освещения. Это можно выполнить посредством выбора из нескольких конкретных вариантов светильников, или посредством оценки  заявлений изготовителя о том, что данный светильник будет соответствовать токому же качеству света, что дает Ваш текущий светильник. Чтобы оценить конкретные светильники:",null,"Optional",null,"[SEAD street lighting tool_1.7.2_inprogress.xls]Introduction'!$C$86:$O$86"]
[null,"All results will be archived to the MResults tab, and show up in MGraphs.  ","All results will be archived to the MResults tab, and show up in MGraphs.  ","Tous les résultats seront archivés dans l'onglet « Résultats M » et affichés dans « Graphiques M ».","Todos los resultados se archivan en la hoja de resultados (Mresults), y se muestran en la hoja de graficos (Mgraphs).","Все результаты должны быть архивированы на вкладке MResults, и показаны в Mgraphs",null,"Optional",null,"[SEAD street lighting tool_1.7.2_inprogress.xls]Introduction'!$D$101:$O$101"]
[null,"Before you start","Before you start","Avant de commencer","Antes de iniciar","Перед началом",null,"Optional",null,"[SEAD street lighting tool_1.7.2_inprogress.xls]Introduction'!$C$5"]
[null,"By default, all results are resorted by energy consumption when a new scenario is saved. If you wish to view them sorted by another method (fixture name, pole spacing, etc), you can use the sort feature of Excel on rows  4 and below of the MResults tab. Alternately, you can move the data on this tab to another workbook to create your own graphs and analyses.  ","By default, all results are resorted by energy consumption when a new scenario is saved. If you wish to view them sorted by another method (fixture name, pole spacing, etc), you can use the sort feature of Excel on rows  4 and below of the MResults tab. Alternately, you can move the data on this tab to another workbook to create your own graphs and analyses.  ","Par défaut, tous les résultats sont retriés par consommation énergétique lors de la sauvegarde d'un nouveau scénario. Pour les trier d'une autre façon (nom, espacement des lampadaires, etc.), utilisez la fonction de tri d'Excel de la rangée 4 sous l'onglet « Résultats M ». Vous pouvez aussi transférer les données de cet onglet à un autre classeur pour créer vos propres graphiques et analyses. ","Cuando se guarda un nuevo escenario, todos los resultados se ordenan por el consumo de energía - de forma pretederminada. Si desea verlos ordenados por otro método (tipo de luminario, distancia de postes, etc.), puede usar la función ordenar de Excel desde la fila 4 y por debajo de la pestaña MResults. Alternativamente, puede mover los datos de esta hoja a otro libro en Excel para crear sus propios gráficos y análisis.","По умолчанию, при сохранении  нового сценария все результаты пересортировываются по потреблению энергии. Если вы хотите  просмотреть их сортировку другим методом (название светильника, Расстояние между столбами , и т.д.), то вы можете использовать свойсто Excel для сортировки на  строке 4 и ниже вкладки MResults. Кроме того, вы можете перемещать данные из этой вкладки в другою рабочую  книгу гля создания своих собственных графиков и анализов.",null,"Optional",null,"[SEAD street lighting tool_1.7.2_inprogress.xls]Introduction'!$D$102:$O$102"]
[null,"Contact the manufacturer or visit their website to download the electronic IES files for the fixtures you're considering ","Contact the manufacturer or visit their website to download the electronic IES files for the fixtures you're considering ","Contactez le fabricant ou visitez son site Web pour télécharger les fichiers IES sur les luminaires de votre choix","Póngase en contacto con el fabricante o visite su sitio web para descargar los archivos electrónicos  IES de los luminarios que está considerando","Обратитесь к производителю или посетите веб-сайт, чтобы скачать электронные файлы IES для рассматриваемых вами светильников ",null,"Optional",null,"[SEAD street lighting tool_1.7.2_inprogress.xls]Introduction'!$D$87:$O$87"]
[null,"Describe your specific scenario","Describe your specific scenario","Décrivez votre scénario","Describa el escenario específico","Опишите ваш Конкретный сценарий",null,"Optional",null,"[SEAD street lighting tool_1.7.2_inprogress.xls]Introduction'!$J$43"]
[null,"Excel 2003: ","Excel 2003: ","Excel 2003 :","Excel 2003: ","Excel 2003: ",null,"Optional",null,"[SEAD street lighting tool_1.7.2_inprogress.xls]Introduction'!$E$27"]
[null,"Excel 2007:","Excel 2007:","Excel 2007 :","Excel 2007:","Excel 2007:",null,"Optional",null,"[SEAD street lighting tool_1.7.2_inprogress.xls]Introduction'!$E$25"]
[null,"Follow steps 1-5 on the inputs page to define your current configuration, desired target light levels, and relevant costs ","Follow steps 1-5 on the inputs page to define your current configuration, desired target light levels, and relevant costs ","Suivez les étapes 1 à 5 de la page de saisie de données pour définir votre configuration actuelle, les niveaux d'éclairage voulus et les coûts afférents à votre projet.","Siga los pasos 1-5 en la página de datos de entrada para definir su configuración actual, los niveles objetivos de iluminación deseados y los costos correspondientes","Выполните действия 1-5 на странице вводных данных для определения вашей текущей  конфигурации, желаемого целевого уровня света и соответствующих расходов ",null,"Optional",null,"[SEAD street lighting tool_1.7.2_inprogress.xls]Introduction'!$D$78:$O$78"]
[null,"Follow steps 1-5 to define your road configuration, desired target light levels, and relavant costs ","Follow steps 1-5 to define your road configuration, desired target light levels, and relavant costs ","Suivez les étapes 1 à 5 pour définir votre configuration de route, les niveaux d'éclairage voulus et les coûts afférents à votre projet.","Siga los pasos 1-5 para definir la configuración de su vía, los niveles objetivos de iluminación deseados y los costos correspondientes","Выполните действия 1-5 для определения конфигурации вашей дороги, желаемых целевых уровней света и соответствующих расходов",null,"Optional",null,"[SEAD street lighting tool_1.7.2_inprogress.xls]Introduction'!$D$89:$O$89"]
[null,"Follow steps 1-5, choosing the appropriate comparison type of single fixture or multiple fixtures in step 3 ","Follow steps 1-5, choosing the appropriate comparison type of single fixture or multiple fixtures in step 3 ","Suivez les étapes 1 à 5 et choisissez le type de comparaison voulu d'un seul luminaire ou de plusieurs luminaires à l'étape 3","Siga los pasos 1-5, eligiendo el tipo de comparación adecuado en el paso 3, de acuerdo a si es un solo luminario o  múltiples luminarios","Выполните шаги 1-5, выбрав соответствующий тип сравнения одного светильника или нескольких светильников в шаге 3",null,"Optional",null,"[SEAD street lighting tool_1.7.2_inprogress.xls]Introduction'!$D$97:$O$97"]
[null,"For a description of the other tabs and what they contain go here: ","For a description of the other tabs and what they contain go here: ","Pour une description des autres onglets et de leur contenu, cliquez sur le bouton suivant :","Para una descripción de otras hojas y su contenido dirígase aquí:","Для описания других вкладок и их содержания идите сюда:",null,"Optional",null,"[SEAD street lighting tool_1.7.2_inprogress.xls]Introduction'!$D$19"]
[null,"Get Started!","Get Started!","Allons-y!","Inicie!","Get Started! Начать!",null,"Optional",null,"[SEAD street lighting tool_1.7.2_inprogress.xls]Introduction'!$C$40"]
[null,"If only analyzing a single fixture, use the \"Save Single Upgrade\" button to save the scenario to the MResults tab. If analyzing multiple fixtures, the fixtures will be saved when you click 'Run Selected Fixtures' ","If only analyzing a single fixture, use the \"Save Single Upgrade\" button to save the scenario to the MResults tab. If analyzing multiple fixtures, the fixtures will be saved when you click 'Run Selected Fixtures' ","Pour analyser un seul luminaire, cliquez sur le bouton « Sauvegarder amélioration simple » afin de sauvegarder votre scénario dans l'onglet « Résultats M ». Si vous analysez plusieurs luminaires, cliquez sur le bouton « Analyser les luminaires sélectionnés » pour les sauvegarder","Si se está analizando un solo luminario, utilice la opción \"Guardar la actualización\" para guardar el escenario en la hoja MResults. Si se está analizando diferentes luminarios, éstas se guardarán cuando se haga clic en \"Ejecutar luminarios seleccionados\"","При анлизе только одного светильника, используйте кнопку \"Save Single Upgrade\" для сохрания данного сценарий на вкладке MResults. При анализе нескольких светильников, светильники будут сохранены при нажатии \"'Run Selected Fixtures' ",null,"Optional",null,"[SEAD street lighting tool_1.7.2_inprogress.xls]Introduction'!$D$99:$O$99"]
[null,"'Inputs' Tab","'Inputs' Tab","Onglet « Saisie de données »","Hoja de \"Datos de entrada\"","Закладка 'Inputs'",null,"Optional",null,"[SEAD street lighting tool_1.7.2_inprogress.xls]Introduction'!$D$17"]
[null,"Instructions for potential applications of the tool: ","Instructions for potential applications of the tool: ","Instructions pour utilisations potentielles de l'outil :","Instrucciones para los usos potenciales de la herramienta:","Инструкции для потенциальных применений инструмента ",null,"Optional",null,"[SEAD street lighting tool_1.7.2_inprogress.xls]Introduction'!$C$69"]
[null,"Macros","Macros","Macros","Macros","Macros",null,"Optional",null,"[SEAD street lighting tool_1.7.2_inprogress.xls]Introduction'!$D$23"]
[null,"Macros are required to perform the lighting calculations. To use the tool, you must enable macros. To do this:","Macros are required to perform the lighting calculations. To use the tool, you must enable macros. To do this:","Les macros sont nécessaires aux calculs d'éclairage. Vous devez les activer pour utiliser l'outil. Pour ce faire :","Las macros son necesarias para realizar los cálculos de iluminación. Para utilizar la herramienta, se debe habilitar las macros. Para ello:","Макросы необходимы для выполнения расчетов освещения. Чтобы использовать этот инструмент, необходимо включить макросы. Для этого:",null,"Optional",null,"[SEAD street lighting tool_1.7.2_inprogress.xls]Introduction'!$D$24"]
[null,"Make your own:","Make your own:","Créez votre scénario :","Cree su propio ejemplo:","Сделать свой собственный:",null,"Optional",null,"[SEAD street lighting tool_1.7.2_inprogress.xls]Introduction'!$J$42"]
[null,"Most steps are self explanatory, but for a few pointers on a specific application, see these links:","Most steps are self explanatory, but for a few pointers on a specific application, see these links:","La plupart des étapes sont bien expliquées, mais vous trouverez néanmoins quelques conseils pratiques sur certaines applications précises en cliquant sur les liens suivants :","La mayoría de los pasos se explican por sí mismos, pero para sugerencias sobre alguna aplicación específica, consulte los siguientes enlaces:","Большинство шагов говорят сами за себя, кроме нескольких pointers указателей на конкретном приложении, посмотрите эти ссылки:",null,"Optional",null,"[SEAD street lighting tool_1.7.2_inprogress.xls]Introduction'!$D$32"]
[null,"New installation","New installation","Nouvelle installation","Instalación nueva","Новая установка",null,"Optional",null,"[SEAD street lighting tool_1.7.2_inprogress.xls]Introduction'!$D$37:$E$37"]
[null,"New Installation and Major Retrofit","New Installation and Major Retrofit","Nouvelle installation et amélioration importante","Instalación nueva y mayor actualización","Новая установка и значительная модернизация ",null,"Optional",null,"[SEAD street lighting tool_1.7.2_inprogress.xls]Introduction'!$C$95"]
[null,"Not all tabs are needed by the user, but all tabs are left open so that you can see how calculations are performed if needed. Here's a description of all the tabs in the tool:","Not all tabs are needed by the user, but all tabs are left open so that you can see how calculations are performed if needed. Here's a description of all the tabs in the tool:","Vous n'utiliserez pas nécessairement tous les onglets, mais ceux-ci sont tous activés pour que vous puissiez voir comment se font les calculs au besoin. Voici la description de chacun des onglets de l'outil :","No todas las hojas son necesarias para el usuario, pero se dejan abiertas para que se pueda ver cómo se realizan los cálculos en caso de necesitarse. Aquí está una descripción de todas las hojas de la herramienta:","Пользователю не нужны все вкладки, но все вкладки остаются открытыми, так что при необходимости вы можете видеть, как выполняются расчеты. Смотрите описание всех вкладок в инструменте:",null,"Optional",null,"[SEAD street lighting tool_1.7.2_inprogress.xls]Introduction'!$C$55:$O$55"]
[null,"OR","OR","OU","o","Или",null,"Optional",null,"[SEAD street lighting tool_1.7.2_inprogress.xls]Introduction'!$H$44"]
[null,"Retrofit - basic","Retrofit - basic","Amélioration - de base","Actualización - básica","Модернизация - основной",null,"Optional",null,"[SEAD street lighting tool_1.7.2_inprogress.xls]Introduction'!$D$35:$E$35"]
[null,"Retrofit - Design Phase","Retrofit - Design Phase","Amélioration - phase de conception","Actualización - fase de diseño","Модернизация - фаза проектирования",null,"Optional",null,"[SEAD street lighting tool_1.7.2_inprogress.xls]Introduction'!$C$85"]
[null,"Retrofit - detailed","Retrofit - detailed","Amélioration - détaillée","Actualización - detallada","Модернизация -  подробный",null,"Optional",null,"[SEAD street lighting tool_1.7.2_inprogress.xls]Introduction'!$D$36:$E$36"]
[null,"Retrofit - Exploratory Phase ","Retrofit - Exploratory Phase ","Amélioration - phase exploratoire","Actualización - fase exploratoria","Модернизация - - исследовательская фаза",null,"Optional",null,"[SEAD street lighting tool_1.7.2_inprogress.xls]Introduction'!$C$76"]
[null,"Scope of tool","Scope of tool","Champ d'application de l'outil","Alcance de la herramienta","Сфера применения инструмента",null,"Optional",null,"[SEAD street lighting tool_1.7.2_inprogress.xls]Introduction'!$D$7"]
[null,"Simplest comparison is to compare one baseline fixture (the existing fixture, or standard choice for a new fixture) to an upgrade fixture. To do this, follow steps 1-5 as outlined on the Inputs tab, ignoring the options for 'analyze multiple fixtures' The SResults tab will show the results, and the MGraphs and MResults tabs may be ignored. ","Simplest comparison is to compare one baseline fixture (the existing fixture, or standard choice for a new fixture) to an upgrade fixture. To do this, follow steps 1-5 as outlined on the Inputs tab, ignoring the options for 'analyze multiple fixtures' The SResults tab will show the results, and the MGraphs and MResults tabs may be ignored. ","La comparaison la plus simple consiste à comparer un luminaire de base (référence) (le luminaire existant ou le luminaire standard choisi) à un luminaire amélioré. Pour ce faire, suivez les étapes 1 à 5 de l'onglet « Saisies de données » sans utiliser les options d'analyse de luminaires multiples. L'onglet « Résultats S » affichera les résultats, tandis que les onglets « Graphiques M » et « Résultats M » ne seront pas modifiés.","La comparación más simple es comparar un luminario de referencia (el luminario existente, o la opción estándar para un nuevo luminario) con un luminario eficiente. Para ello, siga los pasos 1-5 como se indica en la hoja de Datos de entrada, haciendo caso omiso de las opciones para \"analizar varios luminarios\". La hoja SResults muestra los resultados, mientras que las hojas MGraphs y MResults pueden ignorarse.","Для простейшего сравнения сравните один  базовоый светильник (существующий светильник, или стандартный выбор для нового светильника) с модернизированным свтильником. Для этого, выполните шаги 1-5, как указано на вкладке Inputs , не обращая внимания на варианты 'проанализировать множество светильников'. Вкладка SResults покажет результаты, а вкладки MGraphs и MResults могут быть проигнорированы. ",null,"Optional",null,"[SEAD street lighting tool_1.7.2_inprogress.xls]Introduction'!$C$73:$O$73"]
[null,"Single  Fixture ","Single  Fixture ","Luminaire simple","Un  solo luminario","Один Светильник",null,"Optional",null,"[SEAD street lighting tool_1.7.2_inprogress.xls]Introduction'!$C$72"]
[null,"Specific Applications","Specific Applications","Utilisations particulières","Aplicaciones específicas","Особые применения",null,"Optional",null,"[SEAD street lighting tool_1.7.2_inprogress.xls]Introduction'!$D$31"]
[null,"Start with an example:","Start with an example:","Choisissez un exemple :","Inicie con un ejemplo:","Начните с примера:",null,"Optional",null,"[SEAD street lighting tool_1.7.2_inprogress.xls]Introduction'!$D$42"]
[null,"Tab Descriptions","Tab Descriptions","Description des onglets","Descripción de las Hojas","Описания вкладок",null,"Optional",null,"[SEAD street lighting tool_1.7.2_inprogress.xls]Introduction'!$C$54",null,"[SEAD street lighting tool_1.7.2_inprogress.xls]Introduction'!$D$21:$E$21"]
[null,"The 'baseline' scenario can be ignored, or you can use the 'No fixture' fixture choice to set energy consumption of the baseline shown in the graphs to zero ","The 'baseline' scenario can be ignored, or you can use the 'No fixture' fixture choice to set energy consumption of the baseline shown in the graphs to zero ","Vous pouvez ignorer le scénario de référence ou sélectionner « Aucun luminaire » pour régler à zéro (0) la consommation d'énergie de référence dans le graphique.","El escenario de \"línea base\" puede ser ignorado, o puede utilizar la opción de \"Sin luminario\" para establecer como cero el consumo de energía de la línea base que se muestra en los gráficos","Базовый' сценарий может быть проигнорирован, или в выборе Светильника вы можете указать 'Без светильников' для  установки ‘ноль’ для энергопотребление базового показателя указанного на графиках ",null,"Optional",null,"[SEAD street lighting tool_1.7.2_inprogress.xls]Introduction'!$D$98:$O$98"]
[null,"The inputs tab gives you access to all required inputs, as well as navigation to all the other tabs relevant to the user. Start here, and if you get lost come back here and find the appropriate step.","The inputs tab gives you access to all required inputs, as well as navigation to all the other tabs relevant to the user. Start here, and if you get lost come back here and find the appropriate step.","L'onglet « Saisie de données » vous donne accès à toutes les données voulues et vous permet de naviguer dans tous les autres onglets pertinents. Commencez ici. Si vous êtes perdu(e), revenez ici pour reprendre à la bonne étape.","La hoja de datos de entrada le da acceso a todos los datos necesarios, así como a la navegación de las otras hojas de interés para el usuario. Inicie aquí, y si se pierde vuelva aquí para encontrar el paso adecuado.","Вкладка inputs дает доступ ко всем нужным inputs-ам, а также возможность навигации во всех других вкладках, относящихся к пользователю. Начинать отсюда, и, если вы заблудились вернитесь сюда и найдите подходящий шаг.",null,"Optional",null,"[SEAD street lighting tool_1.7.2_inprogress.xls]Introduction'!$D$18:$O$18"]
[null,"The MGraphs page will show you which fixtures pass and fail your illuminance criteria for the given road geometry, ranked in order of lowest to highest energy consumption. ","The MGraphs page will show you which fixtures pass and fail your illuminance criteria for the given road geometry, ranked in order of lowest to highest energy consumption. ","La page « Graphiques M » vous montre les luminaires qui répondent ou non à vos critères d'éclairement pour une géométrie routière donnée, en ordre de consommation d'énergie, de la plus faible à la plus élevée.","La hoja MGraphs muestra cuales luminarios cumplen los criterios de iluminancia para la geometría de la vialidad elegida y cuales no cumplen, clasificados en orden de menor a mayor consumo de energía.","Страница MGraphs укажет вам который из светильников соответствует и не соответствует вашим критериям освещенности для данной дорожной геометрии, в порядке от низкого до высокого уровня энергопотребления. ",null,"Optional",null,"[SEAD street lighting tool_1.7.2_inprogress.xls]Introduction'!$D$80:$O$80",null,"[SEAD street lighting tool_1.7.2_inprogress.xls]Introduction'!$D$91:$O$91"]
[null,"The primary use of the tool is to quickly evaluate the potential energy and life cycle cost savings from replacing existing fixtures with energy efficient fixtures. To do this, the tool has been pre-populated with a variety of typical fixtures, and allows you to enter the specifics of your current road and pole configuration. To do this: ","The primary use of the tool is to quickly evaluate the potential energy and life cycle cost savings from replacing existing fixtures with energy efficient fixtures. To do this, the tool has been pre-populated with a variety of typical fixtures, and allows you to enter the specifics of your current road and pole configuration. To do this: ","L'outil sert avant tout à évaluer rapidement le potentiel énergétique de nouveaux luminaires et les économies de cycle de vie réalisées en remplaçant les luminaires en place par des modèles plus éconergétiques. La base de données de l'outil contient tout un éventail de luminaires types. Il suffit d'entrer les données précises de votre route avec la configuration des poteaux. Pour ce faire :","La principal función de la herramienta es evaluar rápidamente los ahorros potenciales de energía y de costos en el ciclo de vida, por la sustitución de luminarios existentes por  luminarios eficientes. Para ello, diferentes tipos de luminarios estandar han sido previamente ingresados en la herramienta, permitiéndole adicionar los detalles de la configuración de la vialidad y los postes actuales. Para ello:","Инструмент в основном применяется для быстрой оценки  потенциальной экономии затрат на энергию и жизненный цикл в результате замены существующих светильников на энергоэффективные светильники. Для этого, в инструменте были предварительно введены различные типовые  светильники, что позволяет ввести нужнуя специфику вашей текущей конфигурации дорог и столбов. Для этого:",null,"Optional",null,"[SEAD street lighting tool_1.7.2_inprogress.xls]Introduction'!$C$77:$O$77"]
[null,"This tool is designed to provide a simple, easy way of doing detailed street lighting photometric analysis. Whether you're an experienced designer, a procurement official looking to verify manufacturer claims, or a policy person wanting to know the magnitude of potential energy savings, we hope this tool will be something you find useful. Before you get started, here are a few notes on the capabilities - and limitations - of the tool:","This tool is designed to provide a simple, easy way of doing detailed street lighting photometric analysis. Whether you're an experienced designer, a procurement official looking to verify manufacturer claims, or a policy person wanting to know the magnitude of potential energy savings, we hope this tool will be something you find useful. Before you get started, here are a few notes on the capabilities - and limitations - of the tool:","L'outil offre une façon simple et facile d'effectuer des analyses photométriques détaillées de l'éclairage des voies publiques. Que vous soyez un concepteur d'expérience, un responsable des approvisionnements qui veut vérifier les déclarations d'un fabricant ou une personne chargée des politiques qui veut connaître la valeur des économies énergétiques potentielles, nous souhaitons que cet outil vous aide. Avant de commencer, voici certains détails sur les capacités et les limites de cet outil :","Esta herramienta está diseñada para proporcionar una manera fácil y simple de hacer un análisis fotométrico detallado del alumbrado público en las vialidades. Sea usted un diseñador experimentado, un personal de compras buscando verificar las declaraciones de un fabricante, o un funcionario público que quiere conocer la magnitud de los ahorros potenciales de energía, esperamos que esta herramienta sea de utilidad. Antes de iniciar,  aquí existen algunas notas acerca de las funciones - y limitaciones - de la herramienta:","Этим инструментом можно просто и легко проводить подробный фотометрический анализ уличного освещения. Являетесь ли вы опытным проектировщиком, агентом по закупкам,  проверяюшим заявления производителя, или политиком, желающим знать величину потенциальной экономии энергии - мы надеемся, что вы найдете этот инструмент полезным для вас. Прежде чем начать, вот несколько замечаний о возможностях - и ограничениях данного инструмента:",null,"Optional",null,"[SEAD street lighting tool_1.7.2_inprogress.xls]Introduction'!$D$8:$O$8"]
[null,{"$f":"INDEX(C75:G75,MATCH($B$11,$C$11:$G$11,0))","v":"To compare additional scenarios , after saving the results you may change the inputs for the other steps and save the new results "},"To compare additional scenarios , after saving the results you may change the inputs for the other steps and save the new results ","Pour comparer d'autres scénarios après avoir sauvegardé vos résultats, vous pouvez modifier vos données pour les étapes suivantes et enregistrer les nouveaux résultats.","Para comparar escenarios adicionales, después de guardar los resultados se puede cambiar los datos en los otros pasos y guardar los nuevos resultados.","Для сравнения дополнительных сценариев, после сохранения результатов можете изменить inputs-ы для других шагов и сохранить новые результаты",null,"Optional",null,"[SEAD street lighting tool_1.7.2_inprogress.xls]Introduction'!$D$100:$O$100"]
[null,"Tools' -> Macro -> Security","Tools' -> Macro -> Security","Outils' -> Macro -> Sécurité","Herramientas' -> Macros -> Seguridad","Tools' -> Macro -> Security",null,"Optional",null,"[SEAD street lighting tool_1.7.2_inprogress.xls]Introduction'!$F$28"]
[null,"Trusted publishers tab, click Trust all installed add-ins and templates","Trusted publishers tab, click Trust all installed add-ins and templates","Onglet des éditeurs de confiance. Cliquez sur « J'ai confiance dans les extensions et les modèles installés »","Pestaña de editores confiables, haga clic en Confiar en todos los complementos y plantillas instalados","Вкладка Trusted publishers tab, нажмите Trust всем установленным надстройкам и шаблонам ",null,"Optional",null,"[SEAD street lighting tool_1.7.2_inprogress.xls]Introduction'!$F$29"]
[null,"Use the Add IES file button in step 3 to add this data to the tool. Be sure to check default values for fixture life, cost, and lumen depreciation in the Fixtures tab and make sure they are appropriate for your fixture ","Use the Add IES file button in step 3 to add this data to the tool. Be sure to check default values for fixture life, cost, and lumen depreciation in the Fixtures tab and make sure they are appropriate for your fixture ","À l'étape 3, cliquez sur le bouton « Ajouter fichiers IES » pour enregistrer les données dans l'outil. Assurez-vous de vérifier les valeurs par défaut sur la vie, le coût et la dépréciation du flux lumineux dans l'onglet « Luminaires » en vérifiant qu'elles correspondent à vos besoins.","Utilice el botón Añadir archivo IES en el paso 3 para agregar estos datos a la herramienta. Asegúrese de seleccionar los valores predeterminados de la vida util del luminario, el costo y la depreciación de lúmenes en la hoja de luminarios y asegúrese que éstos son apropiados para su luminario","Используйте Add IES file кнопку на шаге 3, чтобы добавить эти данные к инструменту. Не забудьте проверить значения по умолчанию для срока службы светильника, стоимости и снижение светового потока  на вкладке Светильники и убедитесь, что они подходят для вашего светильника",null,"Optional",null,"[SEAD street lighting tool_1.7.2_inprogress.xls]Introduction'!$D$88:$O$88"]
[null,"Using the Tool","Using the Tool","Utilisation de l'outil","Usar la Herramienta","Использование инструмент",null,"Optional",null,"[SEAD street lighting tool_1.7.2_inprogress.xls]Introduction'!$C$15"]
[null,"When choosing the upgrade fixture in Step 3, choose 'Multiple Fixtures' option and select some or all of the generic typical fixtures ","When choosing the upgrade fixture in Step 3, choose 'Multiple Fixtures' option and select some or all of the generic typical fixtures ","Si vous choisissez à l'étape 3 d'améliorer un réverbère, sélectionnez « Réverbères multiples », puis les réverbères voulus parmi les modèles génériques.","Al elegir el luminario eficiente en el paso 3, elija la opción 'varios luminarios' y seleccione algunos o todos los luminarios estándares genéricos","При выборе модернизации светильника на шаге 3, выберите опцию 'Множество светильников \"и выберите все или некоторые из общих типовых светильников ",null,"Optional",null,"[SEAD street lighting tool_1.7.2_inprogress.xls]Introduction'!$D$79:$O$79",null,"[SEAD street lighting tool_1.7.2_inprogress.xls]Introduction'!$D$90:$O$90"]
[null,"While the tool is not designed to find optimal pole spacing, pole height and other variables that can be more easily changed in new construction, the tool does allow you to save a specific design scenario so you can compare it to other scenarios. You can save single scenarios (with a specific upgrade fixture), or run multiple fixtures for each scenario and compare all batches of results. To do this: ","While the tool is not designed to find optimal pole spacing, pole height and other variables that can be more easily changed in new construction, the tool does allow you to save a specific design scenario so you can compare it to other scenarios. You can save single scenarios (with a specific upgrade fixture), or run multiple fixtures for each scenario and compare all batches of results. To do this: ","Bien que l'outil ne soit pas conçu pour déterminer l'espacement optimal des luminaires ou la hauteur de ceux-ci ainsi que d'autres variables qui se modifient facilement dans les nouveaux aménagements, il vous permet malgré tout d'enregistrer vos scénarios particuliers de conception pour les comparer à d'autres scénarios. Vous pouvez sauvegarder chaque scénario séparément (avec un luminaire amélioré précis) ou entrer plusieursluminaires pour chaque scénario et exécuter une comparaison simultanée des lots de résultats. Pour ce faire :","Mientras la herramienta no se diseñó para encontrar la distancia óptima entre postes, altura de montaje y otras variables que pueden ser más fáciles de cambiar en nuevas instalaciones, la herramienta le permite guardar un escenario de diseño específico para que se pueda comparar con otros escenarios. Puede guardar escenarios individuales (con un luminario de mayor eficiencia), o ejecutar varios luminarios para cada escenario y comparar los diferentes de resultados. Para ello:","Не смотря на то, что инструмент не предназначен, для того чтобы найти оптимальное Расстояние между столбами , высота столба и другие переменные, которые могут быть более легко изменены в новом строительстве, инструмент действительно позволяет вам сохранить конкретный сценарий проекта, так что вы можете сравнить его с другими сценариями. Вы можете сохранить один сценарий (с определенной модернизацией светильника), или запустить несколько светильников для каждого сценария и сравнить все параметры результатов. Для этого: ",null,"Optional",null,"[SEAD street lighting tool_1.7.2_inprogress.xls]Introduction'!$C$96:$O$96"]
[null," - If TM 21 results are not available, ask for LM-80 test results, or comparable tests. This is the test method for determining LED depreciation at different junction temperatures. "," - If TM 21 results are not available, ask for LM-80 test results, or comparable tests. This is the test method for determining LED depreciation at different junction temperatures. ","- Demander une estimation de la durée de vie selon la norme TM 21, de la Illumination Engineering Society (IES). Cette norme fournit une méthode constante de prédiction de la maintenance du flux lumineux. ","- Si los resultados de la prueba TM 21 no están disponibles, solicite los resultados de la prueba LM-80, o similares. Este es el método de ensayo para determinar la depreciación del LED a diferentes temperaturas de la unión.","Если TM 21 пезультаты отсутствуют, попросите результаты испытаний LM-80 или сопоставимых испытаний. Это метод испытания для определения амортизации LED при различных температурах перехода.",null,null,null,"[SEAD street lighting tool_1.7.2_inprogress.xls]Info'!$B$125"]
[null,"- Ask the manufacturer to provide information about the junction temperature of their fixtures at different ambient outdoor temperatures. The biggest factor that reduces LED life is the temperature of the actual LED junction; a well designed fixture will be able to dissipate and have cooler junction temperatures.","- Ask the manufacturer to provide information about the junction temperature of their fixtures at different ambient outdoor temperatures. The biggest factor that reduces LED life is the temperature of the actual LED junction; a well designed fixture will be able to dissipate and have cooler junction temperatures.","Demandez au fabricant de vous fournir des données sur les températures de jonction des DEL pour différentes températures extérieures. Le principal facteur de réduction de la vie des DEL est leur température réelle de jonction; un luminaire bien conçu peut dissiper la température et abaisser les températures de jonction.","- Solicite al fabricante información sobre la temperatura de la unión de los luminarios a diferentes temperaturas de ambiente exterior. El factor principal en la reducción de la vida del LED es la temperatura real de la unión; un dispositivo bien diseñado será capaz de disipar y mantener temperaturas de unión más frías.","Обратитесь к производителю за информацией о температуре перехода их светильников по различным наружным температурам воздуха. Самый важный фактор, который уменьшает жизнь LED является температура от фактического перехода LED; хорошо разработанный светильник сможет рассеиваться и имеет более низкие температуры перехода.",null,null,null,"[SEAD street lighting tool_1.7.2_inprogress.xls]Info'!$B$126"]
[null,"- With long LED life, other electronic components in the fixture may fail before the LED's. To guard against this, ask about surge protection, water sealing, and any certification or testing on the electronic components in the fixture. ","- With long LED life, other electronic components in the fixture may fail before the LED's. To guard against this, ask about surge protection, water sealing, and any certification or testing on the electronic components in the fixture. ","Avec des DEL plus durables, les autres composants électroniques du luminiaire feront défaut en premier. Pour éviter ce problème, renseignez-vous sur la  protection contre les surtensions, l'étanchéité et les tests d'homologation et autres tests des composants électroniques du luminiaire.","- Con LEDs de larga duración, otros componentes electrónicos en el dispositivo pueden fallar antes de los LED. Para evitar esto, pregunte acerca de protección contra sobrecargas, impermeabilización, y cualquier otra certificación o prueba de los componentes electrónicos en el dispositivo.","В случае  LED с долгим сроком службы  другие электронные компоненты в светиьнике  могут выйти из строя до того, как испортится сама LED лампа. Чтобы защититься от этого, спрашивайте о защите от перенапряжения, гидроизоляции, и о любой сертификации или испытаний электронных компонентов, входящих в  комплектацию светильника.",null,null,null,"[SEAD street lighting tool_1.7.2_inprogress.xls]Info'!$B$128"]
[null,"-Additionally, ask for estimates of how fixture life will vary based on outdoor temperature. This is determined by combining information from LM-80 with the actual fixture design. While you may not be able to assess the accuracy of this information, it can provide an indication of how much the designer has thought about proper heat dissipation","-Additionally, ask for estimates of how fixture life will vary based on outdoor temperature. This is determined by combining information from LM-80 with the actual fixture design. While you may not be able to assess the accuracy of this information, it can provide an indication of how much the designer has thought about proper heat dissipation","Demandez également des estimations de la durée de vie du luminaire en fonction de la température extérieure. Pour ce faire, il faut combiner les résultats de l'essai LM-80 avec les données de conception du luminaire. Bien que vous ne soyez pas en mesure de valider l'exactitude de ces données, elles vous permettent d'évaluer jusqu'à quel point on a prévu la dissipation de la chaleur dans la conception duluminaire.","-Adicionalmente, solicite las proyecciones de cómo varía la vida de la lámpara en función de la temperatura exterior. Esto se determina combinando la información del LM-80 con el diseño real del dispositivo. Si bien no se puede evaluar la exactitud de esta información, ésta puede indicar hasta qué punto el diseñador ha pensado en una adecuada disipación de calor","Кроме этого, попросите результаты оценки на изменения срока службы светильника в зависимости от наружной температуры. Это определяется путем комбинирования информации из LM-80 с фактической конструкцией  светильника. Хотя вы не можете быть в состоянии оценить достоверность этой информации, но это может дать представление о том, сколько думал проектировщик о должном рассеивании тепла",null,null,null,"[SEAD street lighting tool_1.7.2_inprogress.xls]Info'!$B$127"]
[null,"Assumed material-only cost of replacing the bulb or fixture at the end of the assumed fixture life. For HPS fixtures, the default assumption includes both the actual bulb cost as well as the average cost for the portion of fixtures that need to be replaced when bulbs are replaced. For LED fixtures, typically the whole fixture must be replaced so this is the cost of a new fixture. ","Assumed material-only cost of replacing the bulb or fixture at the end of the assumed fixture life. For HPS fixtures, the default assumption includes both the actual bulb cost as well as the average cost for the portion of fixtures that need to be replaced when bulbs are replaced. For LED fixtures, typically the whole fixture must be replaced so this is the cost of a new fixture. ","Coût de remplacement hypothétique (matériel seulement) de la lampe ou du luminaire à la fin de sa durée de vie prévue. Pour les luminaires Sodium à Haute Pression (SHP), le postulat par défaut comprend le coût réel de la lampe et le coût des pièces qui doivent être remplacées avec la lampe. Pour les luminaires DEL, comme il faut généralement remplacer le luminaire complet, il s'agit du prix d'un luminaire neuf.","Costo estimado de reemplazo de la lámpara o el luminario al final de la vida útil estimada del luminario. Para los luminarios de sodio de alta presión, la estimación predeterminada incluye tanto el costo real de la lámpara, como el costo promedio de las partes de los luminarios que deben ser reemplazadas cuando las lámparas se cambian. Para luminarios LED, típicamente el dispositivo entero debe ser reemplazado por lo que éste es el costo de un luminario nuevo.","Предполагаемая стоимость только материала при замене лампы в конце предполагаемого срока службы светильника. Для ДНаТ светильников, предположение по умолчанию включает  как реальнуя стоимость лампы, так  и среднюю стоимость для узлов светильника, которые должны быть заменены при замене лампы. Для LED светодиодных светильников, как правило, необходимо заменить весь светильник, так что это стоимость нового светильника ",null,null,null,"[SEAD street lighting tool_1.7.2_inprogress.xls]Info'!$A$154:$B$154"]
[null,"Ballast Factor","Ballast Factor","Facteur de ballast","Factor del balastro","Фактор Балласта",null,null,null,"[SEAD street lighting tool_1.7.2_inprogress.xls]Info'!$A$67",null,"[SEAD street lighting tool_1.7.2_inprogress.xls]Fixtures'!$R$36"]
[null,"Fixture Cost","Fixture Cost","Coût du luminaire","Costo del luminario","Стоимость светильника",null,null,null,"[SEAD street lighting tool_1.7.2_inprogress.xls]Info'!$A$103"]
[null,"Fixture Life (hours)","Fixture Life (hours)","Durée de vie du luminaire (en heures)","Vida del luminario (horas)","Срок службы светильника (час) ",null,null,null,"[SEAD street lighting tool_1.7.2_inprogress.xls]Info'!$A$121"]
[null,"Fixture life is the assumed number of hours that the lamp can operate before the bulb needs replacing. This life corresponds to the assumed Replacement Bulb Cost for life cycle cost calculations. In the case of HPS fixtures, this life is of the bulb; the equipment cost of a bulb replacement is the typical cost of a bulb plus the average percent of fixtures that will also need to be replaced when bulb replacement occurs. In the case of LED fixtures, most manufacturers do not provide independent bulbs, so this refers to the life of the entire fixture. ","Fixture life is the assumed number of hours that the lamp can operate before the bulb needs replacing. This life corresponds to the assumed Replacement Bulb Cost for life cycle cost calculations. In the case of HPS fixtures, this life is of the bulb; the equipment cost of a bulb replacement is the typical cost of a bulb plus the average percent of fixtures that will also need to be replaced when bulb replacement occurs. In the case of LED fixtures, most manufacturers do not provide independent bulbs, so this refers to the life of the entire fixture. ","La durée de vie du luminaire est son nombre d'heures de fonctionnement prévu avant le remplacement de la lampe. Cela correspond au calcul du coût de cycle de vie de la lampe de rechange. Pour lesluminaires SHP, il s'agit de la durée de vie de la lampe; le coût de remplacement matériel d'une lampe correspond au coût de la lampe auquel on ajoute le taux moyen de remplacement des luminaires en même temps que la lampe. Pour les luminaires à DEL, la plupart des manufacturiers ne fournissent pas de lampe séparée; il s'agit donc de la durée de vie du luminaire lui-même.","La vida del luminario es el número estimado de horas que la lámpara puede operar antes de que deba reemplazarse. Para los cálculos de costo de ciclo de vida, esta vida corresponde al costo estimado de reemplazo de la lámpara. En el caso de luminarios de sodio de alta presión, esta vida es la de la lámpara; el costo de reemplazar la lámpara es el costo típico de una lámpara, más el porcentaje promedio de luminarios que deben ser reemplazados cuando se produce la sustitución de la lámpara. En el caso de luminarios LED, la mayoría de los fabricantes no proporcionan lámparas independientes, por lo que se refiere a la vida de todo el luminario.","Срок службы светильника это предполагаемое количество часов работы лампы до того,  когда  будет необходимо  заменить эту лампу. Этот срок  соответствует стоимости предполагаемой замены лампы для расчетов стоимости жизненного цикла. В случае HPS светильников, этот срок службы лампочки; стоимость оборудования замены лампочки это типичная стоимость лампочки плюс средний процент светильников, которые необходимо будет заменить, когда проводится замена лампы. В случае LED светодиодных светильников, большинство производителей не поставляют отдельные лампы, таким образом, это относится к жизни всего свтильника. ",null,null,null,"[SEAD street lighting tool_1.7.2_inprogress.xls]Info'!$A$123:$B$123"]
[null,"Fixture technology used - high pressure sodium (HPS) or Light Emitting Diode (LED). The value is for reference, and for use in determining default fixture and bulb costs and lamp lumen depreciation. Other lamp types (low pressure sodium, metal halide, etc) can be defined in either category if assumptions of cost and life are adjusted appropriately","Fixture technology used - high pressure sodium (HPS) or Light Emitting Diode (LED). The value is for reference, and for use in determining default fixture and bulb costs and lamp lumen depreciation. Other lamp types (low pressure sodium, metal halide, etc) can be defined in either category if assumptions of cost and life are adjusted appropriately","Technologie du luminaire - lampe à vapeur de sodium à haute pression (HPS) ou à diode électroluminescente (LED). Il s'agit d'une valeur de référence qui sert à déterminer le coût par défaut du luminaire et de la lampe ainsi que la dépréciation du flux lumineux. D'autres types de lampes (à vapeur de sodium à basse pression, aux halogénures métalliques, etc.) peuvent être définies dans l'une ou l'autre des catégories à condition d'inscrire des hypothèses appropriées sur leur coût et leur durée de vie.","Tecnología utilizada de luminario - de sodio de alta presión (HPS) o diodo emisor de luz (LED). Este valor es de referencia y para uso en la determinación de costos predeterminados de luminarios y lámparas, y la depreciación del flujo luminoso. Otros tipos de lámparas (de sodio de baja presión, halogenuros metálicos, etc) pueden ser definidos en cualquiera de las categorías si los estimados de costo y vida se ajustan adecuadamente","Использованная технология светильников – натриевый  высокого давления (HPS) или светодиодный (LED). Это значение для справки, и для использования при определении стоимости светильника и лампочек по умолчанию и для снижение светового потока  лампы.  Другие типы ламп (натриевые низкого давления, металлогалогенные и т.д.) могут быть определены в любой категории, если предположения о стоимости и сроке службы соответствующим образом скорректированы. ",null,null,null,"[SEAD street lighting tool_1.7.2_inprogress.xls]Info'!$A$15:$B$15"]
[null,"For LED fixtures , fixture life can be very long - but a poorly designed fixture may have a much shorter life than typical. It's very important to assess manufacturer claims about typical life. To assess these claims, here are some tips:","For LED fixtures , fixture life can be very long - but a poorly designed fixture may have a much shorter life than typical. It's very important to assess manufacturer claims about typical life. To assess these claims, here are some tips:","Les luminaires à DEL peuvent durer très longtemps, mais un luminaire mal conçu risque de durer moins longtemps que la moyenne. Il est donc très important de prendre en considération les déclarations du manufacturier sur la durée de vie de son produit. Voici quelques conseils à cet effet :","Para luminarios LED, la vida de la lámpara puede ser muy larga; sin embargo, un dispositivo mal diseñado puede tener una vida mucho más corta que lo habitual. Es muy importante verificar las afirmaciones del fabricante acerca de la vida útil. A continuación encontrará algunos consejos para verificar estas afirmaciones:","Для светодиодных светильников, Срок службы светильника  может быть очень долгим,   но плохо разработанный светильник может иметь гораздо более короткий срок слыжбы, чем типичный. Очень важно оценить  заявление производителя о типичном сроке службы.  Вот несколько советов для оценки этих заявлений: ",null,null,null,"[SEAD street lighting tool_1.7.2_inprogress.xls]Info'!$A$124:$B$124"]
[null,"If the actual ballast used in a lamp differs from the standard reference ballast used for photometric testing, the lamp may produce more or less light; this factor adjusts the photometric data for a lamp up or down if a different ballast is to be used. ","If the actual ballast used in a lamp differs from the standard reference ballast used for photometric testing, the lamp may produce more or less light; this factor adjusts the photometric data for a lamp up or down if a different ballast is to be used. ","Si le ballast installé dans la lampe est différent du ballast standard soumis aux essais photométriques, la lampe risque de produire un flux lumineux plus ou moins élevé. Ce facteur corrige à la hausse ou à la baisse les données photométriques d'une lampe si un ballast différent est utilisé.","Si el balastro utilizado en una lámpara difiere del balastro estándar de referencia utilizado para la prueba fotométrica, la lámpara puede producir más o menos luz; este factor ajusta hacia arriba o hacia abajo los datos fotométricos de una lámpara si se utiliza un balastro diferente.","Если фактический балласт, используемый в лампе, отличается от стандартного опорного балласта, используемого для фотометрических испитаний, то лампа может производить больше или меньше света; при использовании другого балласта. Этот фактор корректирует фотометрические данные лампы вверх или вниз.  ",null,null,null,"[SEAD street lighting tool_1.7.2_inprogress.xls]Info'!$A$68:$B$68"]
[null,"Total Light Loss Factor","Total Light Loss Factor","Facteur total de perte de flux lumineux","Factor de pérdida total de iluminación","Фактор общей потери света ",null,null,null,"[SEAD street lighting tool_1.7.2_inprogress.xls]Info'!$A$52",null,"[SEAD street lighting tool_1.7.2_inprogress.xls]Fixtures'!$E$28","[SEAD street lighting tool_1.7.2_inprogress.xls]Fixtures'!$S$36"]
[null,"Light loss factor is the ratio of design condition light output to initial light output. This includes Lamp Lumen Depreciation (LLD), Luminaire Dirt Depreciation (LDD), and Temperature Effects. As a lamp ages, it produces less light than it did initially; different fixtures may also change at different rates. Lighting design should be done to the level that the lamp will be at end of life, rather than at the beginning. You may need to adjust the dirt depreciation assumption for your location; lamp lumen depreciation should be tied to the assumed fixture life. ","Light loss factor is the ratio of design condition light output to initial light output. This includes Lamp Lumen Depreciation (LLD), Luminaire Dirt Depreciation (LDD), and Temperature Effects. As a lamp ages, it produces less light than it did initially; different fixtures may also change at different rates. Lighting design should be done to the level that the lamp will be at end of life, rather than at the beginning. You may need to adjust the dirt depreciation assumption for your location; lamp lumen depreciation should be tied to the assumed fixture life. ","Le facteur de perte de flux lumineux (LLF) est le rapport entre le flux lumineux maintenu et le flux lumineux initial.  Ce ratio inclus la dépréciation du flux lumineux associée au vieillissement de la lampe (LLD), le facteur d'empoussièrement (LDD) et le facteur thermique (FT). Cela couvre la dépréciation du flux lumineux, la dépréciation du luminaire par la saleté et les effets de la température. En vieillissant, les lampes perdent de leur puissance lumineuse; ces changements varient selon les luminaires. Il faut donc concevoir le système d'éclairage en fonction de la puissance de chaque réverbère à la fin de sa vie et non au début de celle-ci. Vous devrez possiblement corriger la dépréciation par la saleté en fonction de l'emplacement prévu de la route. La dépréciation du flux lumineux est associée à la durée de vie du luminaire.","El factor de pérdida de iluminación es la relación entre la luz emitida en la condición de diseño y la luz emitida inicial. Este incluye la depreciación de lúmenes de la lámpara (LLD), la depreciación del luminario por suciedad (LDD) y Efectos de Temperatura. A medida que la lámpara envejece, produce menos luz; luminarios diferentes también pueden cambiar a tasas diferentes. El diseño de iluminación se debe hacer considerando el nivel que el luminario tendrá al final de su vida, en lugar de al inicio. Es posible que necesite ajustar el estimado de depreciación por suciedad de acuerdo a su ubicación; la depreciación de lúmenes de la lámpara debe estar vinculada a la vida útil del luminario.","Фактор потери света это отношение преоктного состояния светоотдачи к первоначальной светоотдаче. Это включает снижение светового потока лампы  (LLD), снижение светового потока по загрязнению (LDD), и Влияние Температуры. При старении лампы, она производит меньше света, чем это было изначально; различные светильники могут также меняться с разной скоростью. Освещение необходимо проектировать на уровне работы лампы к концу срока службы, а не в ее начале. Возможно, вам придется скорректировать  предположение снижение светового потока по загрязнению для вашего местоположения; снижение светового потока  лампы должен быть привязан к предполагаемому сроку службы светильника.  ",null,null,null,"[SEAD street lighting tool_1.7.2_inprogress.xls]Info'!$A$53:$B$53"]
[null,"Note that some manufacturers don't follow proper format when providing the power and don't include the ballast power. Therefore, it's very important to check the wattage assumptions when adding a fixture. One indication that a fixture doesn't include the ballast is if the watts are the same as the nominal wattage for that fixture (e.g. 150 watts for a 150 watt fixture) - actual power including ballast is usually higher. LED fixtures don't measure bulb power separately and will usually be correct. ","Note that some manufacturers don't follow proper format when providing the power and don't include the ballast power. Therefore, it's very important to check the wattage assumptions when adding a fixture. One indication that a fixture doesn't include the ballast is if the watts are the same as the nominal wattage for that fixture (e.g. 150 watts for a 150 watt fixture) - actual power including ballast is usually higher. LED fixtures don't measure bulb power separately and will usually be correct. ","Il est à noter que les données de puissance de certains manufacturiers ne sont pas fournies dans le format appropriéet et ne tiennent pas en compte les pertes dans le ballast. La puissance totale du luminaire inclut la puissance de celle-ci ainsi que les pertes dans le ballast. Lorsque la puissance indiquée est un chiffre rond tel que 100 W ou 150 W, il est fort probable que ce soit la puissance nominale de la lampe (sans les pertes dans le ballast.)","Tenga en cuenta que algunos fabricantes no siguen el formato adecuado al proveer la potencia y no incluyen la potencia del balastro. Por lo tanto, es muy importante comprobar el voltaje cuando se añade un luminario. Una indicación de que un luminario no incluye el balastro es si los vatios son los mismos que la potencia nominal para el luminario (por ejemplo, 150 vatios para un luminario de 150 vatios) - la potencia real incluyendo el balastro es generalmente más alta. Los luminarios de LED no miden la potencia de la lámpara por separado, por lo que por lo general será la correcta.","Обратите внимание, что некоторые производители не соблюдают правильный формат при предоставлении информации об мощности и не включают мощность балласта. Поэтому, очень важно проверить предположение о потребляемой мощности при добавлении светильника. Один признак того, что в светильнике не включена мощность балласта это совпадение мощности светильника и мощности лампы (например, 150 Вт для светильника с лампой в 150 Вт) - фактическая мощность с балластом, как правило, бывает выше. Для светодиодных светильников мощностью лампы не указывется отдельно и, как правило, указывается полная мощность светильника.",null,null,null,"[SEAD street lighting tool_1.7.2_inprogress.xls]Info'!$A$33:$B$33"]
[null,"Refers to the material-only cost of replacing an entire fixture; labor cost is reported separately. This is used in the life cycle cost assessment, but is only used for the initial installation cost. Fixture replacement for maintenance should be built into the bulb replacement assumption. ","Refers to the material-only cost of replacing an entire fixture; labor cost is reported separately. This is used in the life cycle cost assessment, but is only used for the initial installation cost. Fixture replacement for maintenance should be built into the bulb replacement assumption. ","Il s'agit du coût de remplacement (matériel seulement) d'un luminaire complet; les coûts de main-d'œuvre sont fournis séparément. Cette valeur sert à évaluer le coût du cycle de vie et n'est utilisée que lors de l'installation initiale. Le coût de remplacement d'un luminaire, dans le cadre des travaux d'entretien, doit figurer dans les prévisions du coût de remplacement de la lampe.","Se refiere al costo de sustitución de un luminario completo; los costos de mano de obra se reportan por separado. Esto se utiliza en la evaluación de costo de ciclo de vida, pero sólo se utiliza para el costo inicial de instalación. La sustitución de luminarios por mantenimiento debe ser incorporada en el estimado de reemplazo de lámparas.","Относится только к стоимости материала при замене всего светильника, стоимость рабочей силы указывается отдельно. Это применяется при оценке стоимости жизненного цикла, но применяется только для первоначальной стоимости установки. Замена светильника для техобслуживания должна быть включена в предположение по замене лампы.",null,null,null,"[SEAD street lighting tool_1.7.2_inprogress.xls]Info'!$A$104:$B$104"]
[null,"Replacement Bulb Cost","Replacement Bulb Cost","Coût de la lampe de remplacement","Costo de reemplazo de la lámpara","Стоимость Замены лампы ",null,null,null,"[SEAD street lighting tool_1.7.2_inprogress.xls]Info'!$A$153"]
[null,"This is actual power consumption of the fixture, including the bulb and any ballast or other electronics. It is read in from the IES file when other fixture data is captured. ","This is actual power consumption of the fixture, including the bulb and any ballast or other electronics. It is read in from the IES file when other fixture data is captured. ","Il s'agit de la consommation réelle d'énergie du luminaire, y compris de la lampe, du ballast (le cas échéant) et des autres composants électroniques. Elle est tirée du fichier IES quand d'autres données sur le luminaire sont saisies.","Este es el consumo real de energía del luminario, incluído la lámpara y cualquier balastro u otros aparatos electrónicos. Se lee desde el archivo IES cuando los otros datos del luminario son capturados.","Это фактическое потребление энергии светильника, в том числе лампы и балласта или других электронных устройств. Эти данные берутся в начале IES файла светильника при импорте данных светильника",null,null,null,"[SEAD street lighting tool_1.7.2_inprogress.xls]Info'!$A$31:$B$31"]
[null,"Type","Type","Type ","Tipo","Тип",null,null,null,"[SEAD street lighting tool_1.7.2_inprogress.xls]Info'!$A$14",null,"[SEAD street lighting tool_1.7.2_inprogress.xls]MResults'!$D$2","[SEAD street lighting tool_1.7.2_inprogress.xls]Examples'!$D$65","[SEAD street lighting tool_1.7.2_inprogress.xls]Fixtures'!$E$18","[SEAD street lighting tool_1.7.2_inprogress.xls]Fixtures'!$F$36"]
[null,"Watts","Watts","Watts","Vatios","Вт",null,null,null,"[SEAD street lighting tool_1.7.2_inprogress.xls]Info'!$A$30",null,"[SEAD street lighting tool_1.7.2_inprogress.xls]MResults'!$E$2","[SEAD street lighting tool_1.7.2_inprogress.xls]Fixtures'!$E$22","[SEAD street lighting tool_1.7.2_inprogress.xls]Examples'!$E$65","[SEAD street lighting tool_1.7.2_inprogress.xls]Fixtures'!$J$36"]
[null,"Inputs","Inputs","Saisies de données","Datos de entrada","Ввод",null,null,null,"[SEAD street lighting tool_1.7.2_inprogress.xls]InfoBoxes'!$A$28",null,"[SEAD street lighting tool_1.7.2_inprogress.xls]InfoBoxes'!$A$29","[SEAD street lighting tool_1.7.2_inprogress.xls]InfoBoxes'!$A$30","[SEAD street lighting tool_1.7.2_inprogress.xls]InfoBoxes'!$A$31","[SEAD street lighting tool_1.7.2_inprogress.xls]InfoBoxes'!$A$32","[SEAD street lighting tool_1.7.2_inprogress.xls]InfoBoxes'!$A$33","[SEAD street lighting tool_1.7.2_inprogress.xls]InfoBoxes'!$A$34","[SEAD street lighting tool_1.7.2_inprogress.xls]InfoBoxes'!$A$35","[SEAD street lighting tool_1.7.2_inprogress.xls]InfoBoxes'!$A$36","[SEAD street lighting tool_1.7.2_inprogress.xls]InfoBoxes'!$A$37","[SEAD street lighting tool_1.7.2_inprogress.xls]InfoBoxes'!$A$38","[SEAD street lighting tool_1.7.2_inprogress.xls]InfoBoxes'!$A$39","[SEAD street lighting tool_1.7.2_inprogress.xls]Confirmation'!$B$21","[SEAD street lighting tool_1.7.2_inprogress.xls]Examples'!$B$49"]
[null,"Analysis Period (years)","Analysis Period (years)","Période d'analyse (années)","Período de análisis (años)","Период анализа (лет) ",null,null,null,"[SEAD street lighting tool_1.7.2_inprogress.xls]Examples'!$B$60"]
[null,"Bulb Replacement Cost (labor only)","Bulb Replacement Cost (labor only)","Coût de remplacement de lampe (main-d'œuvre seulement)","Costo de reemplazo de la lámpara (mano de obra)","Стоимость замены лампы (только работа)",null,null,null,"[SEAD street lighting tool_1.7.2_inprogress.xls]Examples'!$B$56"]
[null,"Choose Baseline Fixture","Choose Baseline Fixture","Choisir un luminaire de base","Escoger luminario de referencia","Выберите базовый светильник",null,null,null,"[SEAD street lighting tool_1.7.2_inprogress.xls]Fixtures'!$B$12"]
[null,"Choose Upgrade Fixture(s)","Choose Upgrade Fixture(s)","Choisir un luminaire amélioré","Escoger luminario eficiente (actualizado)","Выбор светильника(ов) замены",null,null,null,"[SEAD street lighting tool_1.7.2_inprogress.xls]Fixtures'!$B$30"]
[null,"Default 4380 assumes 12 hours per day","Default 4380 assumes 12 hours per day","Valeur implicite de 4380 basé sur 12 heures par jour","El valor predeterminado de 4380 asume 12 horas por día","По умолчанию 4380 предполагает 12 часов в день ",null,null,null,"[SEAD street lighting tool_1.7.2_inprogress.xls]Costs'!$D$8"]
[null,"Energy Cost ($/kWh)","Energy Cost ($/kWh)","Coût énergétique ($/kWh)","Costo de energía ($/kWh)","Стоимость электроэнергии ($ / кВт-ч) ",null,null,null,"[SEAD street lighting tool_1.7.2_inprogress.xls]Costs'!$B$9",null,"[SEAD street lighting tool_1.7.2_inprogress.xls]Examples'!$B$58"]
[null,"Fixture installation (labor)","Fixture installation (labor)","Installation de luminaire (main-d'œuvre)","Instalación del luminario (mano de obra)","Установка светильника (труд) ",null,null,null,"[SEAD street lighting tool_1.7.2_inprogress.xls]Examples'!$B$54"]
[null,"Fixture Name","Fixture Name","Nom du luminaire","Nombre del luminario","Название светильника ",null,null,null,"[SEAD street lighting tool_1.7.2_inprogress.xls]MResults'!$C$2",null,"[SEAD street lighting tool_1.7.2_inprogress.xls]Fixtures'!$C$36","[SEAD street lighting tool_1.7.2_inprogress.xls]Examples'!$C$65","[SEAD street lighting tool_1.7.2_inprogress.xls]Fixtures'!$E$16"]
[null,"Lanes","Lanes","Voies","Carriles","Полосы",null,null,null,"[SEAD street lighting tool_1.7.2_inprogress.xls]Examples'!$B$16",null,"[SEAD street lighting tool_1.7.2_inprogress.xls]Road Geometry'!$E$10"]
[null,"Luminaire Dirt Depreciation","Luminaire Dirt Depreciation","Dépréciation du luminaire par la saleté","Depreciación del luminario por suciedad","снижение светового потока по загрязнению ",null,null,null,"[SEAD street lighting tool_1.7.2_inprogress.xls]Examples'!$B$50"]
[null,"Number of Lanes","Number of Lanes","Nombre de voies","Número de carriles","Количество полос ",null,null,null,"[SEAD street lighting tool_1.7.2_inprogress.xls]Road Geometry'!$B$10",null,"[SEAD street lighting tool_1.7.2_inprogress.xls]Examples'!$B$26","[SEAD street lighting tool_1.7.2_inprogress.xls]Examples'!$AI$65","[SEAD street lighting tool_1.7.2_inprogress.xls]MResults'!$BU$2"]
[null,"Operating hours","Operating hours","Heures de fonctionnement","Horas de operación","Часы работы ",null,null,null,"[SEAD street lighting tool_1.7.2_inprogress.xls]Costs'!$B$8",null,"[SEAD street lighting tool_1.7.2_inprogress.xls]Examples'!$B$52"]
[null,"Pole Placement","Pole Placement","Emplacement du poteau","Posición del poste","Установка столбов ",null,null,null,"[SEAD street lighting tool_1.7.2_inprogress.xls]Road Geometry'!$B$16",null,"[SEAD street lighting tool_1.7.2_inprogress.xls]Examples'!$B$32","[SEAD street lighting tool_1.7.2_inprogress.xls]Examples'!$AM$65","[SEAD street lighting tool_1.7.2_inprogress.xls]MResults'!$BY$2"]
[null,"Luminance and Illuminance calculations can be done based on either IES or CIE standard. The output file reflects the method chosen here.","Luminance and Illuminance calculations can be done based on either IES or CIE standard. The output file reflects the method chosen here.","Les calculs de luminance et d’éclairement peuvent être réalisés tant selon la norme de l’IES ou celle de la CIE. Le fichier de sortie indique la méthode choisie dans le cas présent.","Los cálculos de iluminancia y luminancia se pueden hacer basados en el estándar IES o en el CIE. El archivo de salida refleja el método escogido.","Расчеты Яркости и Освещенности могут быть сделаны на основе либо IES  или CIE стандартов. Выходной файл отражает выбранный здесь метод. ",null,null,null,"[SEAD street lighting tool_1.7.2_inprogress.xls]Lighting Standards'!$E$7:$I$7"]
[null,"Several standards define appropriate lighting levels for roadway lighting. These include IESNA standard RP-8, CIE standard 115, and several country specific standards. The inputs in this section do not impact the results of specific fixture scenarios, but do provide comparison points for evaluating whether a fixture configuration provides sufficient light quality","Several standards define appropriate lighting levels for roadway lighting. These include IESNA standard RP-8, CIE standard 115, and several country specific standards. The inputs in this section do not impact the results of specific fixture scenarios, but do provide comparison points for evaluating whether a fixture configuration provides sufficient light quality","Les niveaux d'éclairement routiers sont définis en fonction de plusieurs normes, par exemple la norme RP-8 de l'IESNA, 115 de la CIE et celles particulières de différents pays. Les données entrées dans cette section n'influent pas sur les scénarios de luminaires, mais servent de référence comparative pour évaluer la qualité de l'éclairage d'une configuration de luminaires.","Existen varias normas que definen los niveles adecuados de iluminación para vialidades. Estos incluyen el estándar IESNA RP-8, el estándar CIE 115, y normas específicas en cada país. Los datos en esta sección no afectan los resultados de escenarios de luminarios específicos, pero proporcionan puntos de comparación para evaluar si una cierta configuración de luminarios proporciona una calidad de iluminación suficiente.","Несколько стандартов определяют соответствующие уровни освещения для освещения проезжей части. К ним относятся IESNA стандартный RP-8, CIE стандарт 115, и конкретные стандарты некоторых стран. Ввод в данном разделе  не влияет на результаты конкретных сценариев светильника, но обеспечивает точки сравнения для оценки того - обеспечивает ли данная конфигурация достаточное качество света ",null,null,null,"[SEAD street lighting tool_1.7.2_inprogress.xls]Lighting Standards'!$C$6:$H$6"]
[null,"Select Calculation Method","Select Calculation Method","Sélectionnez la méthode de calcul","Seleccione el método de cálculo","Выберите метод расчета ",null,null,null,"[SEAD street lighting tool_1.7.2_inprogress.xls]Lighting Standards'!$C$7"]
[null,"Temperature Effects","Temperature Effects","Effets de la température","Efectos de Temperatura","Влияние температуры ",null,null,null,"[SEAD street lighting tool_1.7.2_inprogress.xls]Examples'!$B$51"]
[null,"Units","Units","Unités","Unidades","Единицы",null,null,null,"[SEAD street lighting tool_1.7.2_inprogress.xls]Road Geometry'!$E$8"]
[null,"Upgrade","Upgrade","Amélioration","Actualizar","Модернизация ",null,null,"\r\ntUpgrade","[SEAD street lighting tool_1.7.2_inprogress.xls]Costs'!$A$18",null,"[SEAD street lighting tool_1.7.2_inprogress.xls]Costs'!$A$19","[SEAD street lighting tool_1.7.2_inprogress.xls]Costs'!$A$20","[SEAD street lighting tool_1.7.2_inprogress.xls]Costs'!$A$21","[SEAD street lighting tool_1.7.2_inprogress.xls]Costs'!$A$22","[SEAD street lighting tool_1.7.2_inprogress.xls]Costs'!$A$23","[SEAD street lighting tool_1.7.2_inprogress.xls]Costs'!$A$24","[SEAD street lighting tool_1.7.2_inprogress.xls]Costs'!$A$25","[SEAD street lighting tool_1.7.2_inprogress.xls]Costs'!$A$26","[SEAD street lighting tool_1.7.2_inprogress.xls]Costs'!$A$27","[SEAD street lighting tool_1.7.2_inprogress.xls]Costs'!$A$28","[SEAD street lighting tool_1.7.2_inprogress.xls]Costs'!$A$29","[SEAD street lighting tool_1.7.2_inprogress.xls]Costs'!$A$30","[SEAD street lighting tool_1.7.2_inprogress.xls]Costs'!$A$31","[SEAD street lighting tool_1.7.2_inprogress.xls]Costs'!$A$32","[SEAD street lighting tool_1.7.2_inprogress.xls]Costs'!$A$33","[SEAD street lighting tool_1.7.2_inprogress.xls]Costs'!$A$34","[SEAD street lighting tool_1.7.2_inprogress.xls]Costs'!$A$35","[SEAD street lighting tool_1.7.2_inprogress.xls]Costs'!$A$36","[SEAD street lighting tool_1.7.2_inprogress.xls]Costs'!$A$37","[SEAD street lighting tool_1.7.2_inprogress.xls]Costs'!$A$38","[SEAD street lighting tool_1.7.2_inprogress.xls]Costs'!$A$39","[SEAD street lighting tool_1.7.2_inprogress.xls]Costs'!$A$40"]
[null,"IES","IES","IES","IES","IES",null,null,"\r\nMethods\r\nMethods2"]
[null,"CIE","CIE","CIE","CIE","CIE",null,null,"\r\nMethods\r\nMethods2"]
[null,"Both","Both","Tous les deux","Ambos","Оба ",null,null,"\r\nMethods"]
[null,"Go back","Go back","Retour","Volver","Назад",null,null,null,"[SEAD street lighting tool_1.7.2_inprogress.xls]Lighting Standards'!$B$122"]
[null,"Arm length","Arm length","Longueur de potence","Largo de brazo","Длина кронштейнa",null,null,null,"[SEAD street lighting tool_1.7.2_inprogress.xls]Road Geometry'!$B$20",null,"[SEAD street lighting tool_1.7.2_inprogress.xls]Examples'!$B$36","[SEAD street lighting tool_1.7.2_inprogress.xls]Examples'!$AQ$65","[SEAD street lighting tool_1.7.2_inprogress.xls]MResults'!$CC$2"]
[null,"Fixtures/km","Fixtures/km","Luminaires/km","Luminarios/km","Светильники / км ",null,null,null,"[SEAD street lighting tool_1.7.2_inprogress.xls]Road Geometry'!$B$51",null,"[SEAD street lighting tool_1.7.2_inprogress.xls]Road Geometry'!$B$77","[SEAD street lighting tool_1.7.2_inprogress.xls]Examples'!$AH$65","[SEAD street lighting tool_1.7.2_inprogress.xls]MResults'!$BT$2"]
[null,"Median Width","Median Width","Largeur médiale","Ancho del camellón","Ширина Медианы ",null,null,null,"[SEAD street lighting tool_1.7.2_inprogress.xls]Road Geometry'!$B$12",null,"[SEAD street lighting tool_1.7.2_inprogress.xls]Examples'!$B$29","[SEAD street lighting tool_1.7.2_inprogress.xls]Examples'!$AL$65","[SEAD street lighting tool_1.7.2_inprogress.xls]MResults'!$BX$2"]
[null,"meters","meters","mètres","metros","Метры ",null,null,null,"[SEAD street lighting tool_1.7.2_inprogress.xls]Road Geometry'!$E$17",null,"[SEAD street lighting tool_1.7.2_inprogress.xls]Road Geometry'!$E$18","[SEAD street lighting tool_1.7.2_inprogress.xls]Road Geometry'!$E$19","[SEAD street lighting tool_1.7.2_inprogress.xls]Road Geometry'!$E$20","[SEAD street lighting tool_1.7.2_inprogress.xls]Road Geometry'!$E$11","[SEAD street lighting tool_1.7.2_inprogress.xls]Road Geometry'!$E$12","[SEAD street lighting tool_1.7.2_inprogress.xls]Road Geometry'!$D$50","[SEAD street lighting tool_1.7.2_inprogress.xls]Road Geometry'!$D$76"]
[null,"Luminaire Mounting Height","Luminaire Mounting Height","Hauteur de pose des luminaires","Altura de montaje del luminario","Высота установки светильника  ",null,null,null,"[SEAD street lighting tool_1.7.2_inprogress.xls]Info'!$A$223",null,"[SEAD street lighting tool_1.7.2_inprogress.xls]Road Geometry'!$B$17","[SEAD street lighting tool_1.7.2_inprogress.xls]Examples'!$B$19","[SEAD street lighting tool_1.7.2_inprogress.xls]Examples'!$B$33","[SEAD street lighting tool_1.7.2_inprogress.xls]Examples'!$AN$65","[SEAD street lighting tool_1.7.2_inprogress.xls]MResults'!$BZ$2"]
[null,"Shoulder Width","Shoulder Width","Largeur d'accotement","Ancho del acotamiento","Ширина плеча ",null,null,null,"[SEAD street lighting tool_1.7.2_inprogress.xls]Examples'!$B$28",null,"[SEAD street lighting tool_1.7.2_inprogress.xls]Examples'!$AK$65"]
[null,"Spacing of Grid","Spacing of Grid","Espacement de la grille","Espaciamiento de la cuadrícula","Расстояние сетки трассировки",null,null,null,"[SEAD street lighting tool_1.7.2_inprogress.xls]Road Geometry'!$B$50",null,"[SEAD street lighting tool_1.7.2_inprogress.xls]Road Geometry'!$B$76"]
[null,"Single-side","Single-side","Un seul côté","De un solo lado","Односторонняя",null,null,"\r\nFixtureArrangement","[SEAD street lighting tool_1.7.2_inprogress.xls]Road Geometry'!$AA$17",null,"[SEAD street lighting tool_1.7.2_inprogress.xls]Road Geometry'!$AB$17"]
[null,"Staggered","Staggered","Quinconce","Escalonado","Расположенный в шахматном порядке",null,null,"\r\nFixtureArrangement","[SEAD street lighting tool_1.7.2_inprogress.xls]Road Geometry'!$AA$17",null,"[SEAD street lighting tool_1.7.2_inprogress.xls]Road Geometry'!$AB$17"]
[null,"Median mounted","Median mounted","Installé au centre","Montado en el camellón ","Установленная Медиана",null,null,"\r\nFixtureArrangement","[SEAD street lighting tool_1.7.2_inprogress.xls]Road Geometry'!$AA$17",null,"[SEAD street lighting tool_1.7.2_inprogress.xls]Road Geometry'!$AB$17"]
[null,"Opposite","Opposite","Contraire","Opuesto","Напротив",null,null,"\r\nFixtureArrangement","[SEAD street lighting tool_1.7.2_inprogress.xls]Road Geometry'!$AA$17",null,"[SEAD street lighting tool_1.7.2_inprogress.xls]Road Geometry'!$AB$17"]
[null,"Lighting Standards","Lighting Standards","Normes d'éclairage ","Estándares de iluminación","Стандарты освещения ",null,null,null,"[SEAD street lighting tool_1.7.2_inprogress.xls]Examples'!$B$40"]
[null,"Ambient luminance","Ambient luminance","Luminance ambiante","Luminancia ambiente","Яркость окружающей среды ",null,null,null,"[SEAD street lighting tool_1.7.2_inprogress.xls]Lighting Standards'!$C$189:$D$191"]
[null,{"$f":"INDEX(C139:G139,MATCH($B$11,$C$11:$G$11,0))","v":"Average Illuminance Target (Iavg)"},"Average Illuminance Target (Iavg)","Moyenne d'éclairement voulu","Objetivo de iluminancia promedio (Iavg)","Средняя целевая Освещенность (Iсред.) ",null,null,null,"[SEAD street lighting tool_1.7.2_inprogress.xls]Examples'!$B$41",null,"[SEAD street lighting tool_1.7.2_inprogress.xls]Lighting Standards'!$C$12","[SEAD street lighting tool_1.7.2_inprogress.xls]Lighting Standards'!$G$12"]
[null,"Average Luminance Target (Lav)","Average Luminance Target (Lav)","Moyenne de luminance voulue","Objetivo de luminancia promedio (Lav)","Средняя  целевая яркость (L сред.) ",null,null,null,"[SEAD street lighting tool_1.7.2_inprogress.xls]Examples'!$B$46",null,"[SEAD street lighting tool_1.7.2_inprogress.xls]Lighting Standards'!$C$19","[SEAD street lighting tool_1.7.2_inprogress.xls]Lighting Standards'!$G$19"]
[null,"Calculation Assumptions per:","Calculation Assumptions per:","Hypothèses de calcul selon :","Suposiciones de cálculo:","Расчет Предположения за: "]
[null,"calculation method","calculation method","Méthode de calcul","método de cálculo","метод расчета "]
[null,"cd/m2","cd/m2","cd/m2","cd/m2","cd/m2 ",null,null,null,"[SEAD street lighting tool_1.7.2_inprogress.xls]Lighting Standards'!$E$19",null,"[SEAD street lighting tool_1.7.2_inprogress.xls]Lighting Standards'!$I$19"]
[null,"Collector","Collector","Route collectrice ","Colector","Коллектор",null,null,null,"[SEAD street lighting tool_1.7.2_inprogress.xls]Lighting Standards'!$C$68:$D$70",null,"[SEAD street lighting tool_1.7.2_inprogress.xls]Lighting Standards'!$C$89:$D$91","[SEAD street lighting tool_1.7.2_inprogress.xls]Examples'!$E$14"]
[null,"Dry","Dry","Sec","Seco","Сухой",null,null,null,"[SEAD street lighting tool_1.7.2_inprogress.xls]Lighting Standards'!$D$203:$F$203"]
[null,"Expressway","Expressway","Autoroute ","Autopista","Скоростная автострада",null,null,null,"[SEAD street lighting tool_1.7.2_inprogress.xls]Lighting Standards'!$C$62:$D$64",null,"[SEAD street lighting tool_1.7.2_inprogress.xls]Lighting Standards'!$C$83:$D$85","[SEAD street lighting tool_1.7.2_inprogress.xls]Examples'!$F$14"]
[null,"Freeway Class A","Freeway Class A","Voie rapide classe A","Vía rápida Clase A","Автострада класса А",null,null,null,"[SEAD street lighting tool_1.7.2_inprogress.xls]Lighting Standards'!$C$60:$D$60",null,"[SEAD street lighting tool_1.7.2_inprogress.xls]Lighting Standards'!$C$81:$D$81"]
[null,"Freeway Class B","Freeway Class B","Voie rapide classe B","Vía rápida Clase B","Автострада класса B",null,null,null,"[SEAD street lighting tool_1.7.2_inprogress.xls]Lighting Standards'!$C$61:$D$61",null,"[SEAD street lighting tool_1.7.2_inprogress.xls]Lighting Standards'!$C$82:$D$82"]
[null,"High","High","Voie élevée","Alto","Высокая ",null,null,null,"[SEAD street lighting tool_1.7.2_inprogress.xls]Lighting Standards'!$E$62:$F$62",null,"[SEAD street lighting tool_1.7.2_inprogress.xls]Lighting Standards'!$E$65:$F$65","[SEAD street lighting tool_1.7.2_inprogress.xls]Lighting Standards'!$E$68:$F$68","[SEAD street lighting tool_1.7.2_inprogress.xls]Lighting Standards'!$E$71:$F$71","[SEAD street lighting tool_1.7.2_inprogress.xls]Lighting Standards'!$E$83:$F$83","[SEAD street lighting tool_1.7.2_inprogress.xls]Lighting Standards'!$E$86:$F$86","[SEAD street lighting tool_1.7.2_inprogress.xls]Lighting Standards'!$E$89:$F$89","[SEAD street lighting tool_1.7.2_inprogress.xls]Lighting Standards'!$E$92:$F$92","[SEAD street lighting tool_1.7.2_inprogress.xls]Lighting Standards'!$E$173:$G$173","[SEAD street lighting tool_1.7.2_inprogress.xls]Lighting Standards'!$E$176:$G$176","[SEAD street lighting tool_1.7.2_inprogress.xls]Lighting Standards'!$E$185:$G$185","[SEAD street lighting tool_1.7.2_inprogress.xls]Lighting Standards'!$E$189:$G$189"]
[null,"IESNA Classification Definitions\n\nRoad Classifications\n\nFreeway: A divided major roadway with full control of access (no crossings at grade).  This definition applies to toll as well as non-toll roads.\n     Freeway A: Roadways with greater visual complexity and high traffic volumes.  Usually this type of freeway will be found in major metropolitan areas in or near the central core and will operate through some of the early evening hours or darkness at or near design capacity.\n     Freeway B: All other divided roadways with full control of access.\nMajor: The part of the roadway system that serves as the principal network for through-traffic flow.  The routes connect areas of principal traffic generation and important rural roadways leaving the city. \nCollector: Roadways servicing traffic between major and local streets.  These streets are used mainly for traffic movements within residential, commercial and industrial areas.  They do not handle long, through trips.  Collector streets may be used for truck or bus movements nad give direct service to abutting properties.\nLocal: Local streets are used primarily for direct access to residential, commercial, industrial, or other abutting property.  They make up a large percentage of the total street system, but carry a small proportion of vehicular traffic.\n\nPedestrian Conflict Are Classifications\n\nHigh:  Areas with significant numbers of pedestrians expected to be on the sidewalks or crossing the streets during darkness.  Examples are downtown retail areas, near theaters, concert halls, stadiums, and transit terminals.\nMedium:  Areas where lesser numbers of pedestrians utilize the streets at night.  Typical are downtown office areas, blocks with libraries, apartments, neighborhood shopping, industrial, older city areas, and streets with transit lines.\nLow: Areas with very low volumes of night pedestrian usage.  These can occur in any of the cited roadway classification but may be typified by suburban single family streets, very low density residential developments, an rural or semi-rural areas.\n\nPavement Classification\n\nR1 (mostly diffuse) - Portland cement concrete road surface.  Asphalt road surface with a minimum of 12 percent of the aggregates composed of artificial brightener (e.g. Synopal) aggregates (e.g., labradorite, quartzite).\nR2 (mixed diffuse and specular) - Asphalt road surface with an aggregate composed of a minimum 60 percent gravel (size greater than 1 cm).  Asphalt road surface with 10 -15 percent artificial brightener in aggregate mix.\nR2 (slightly specular) - Asphalt road surface (regular and carpet seal) with dark aggregates (e.g. trap rock, blast furnace slag); rough texture arfter some months of use.\nR4 (mostly specular) -  Asphalt road surface with very smooth texture.\n\n\n\n\n","IESNA Classification Definitions\n\nRoad Classifications\n\nFreeway: A divided major roadway with full control of access (no crossings at grade).  This definition applies to toll as well as non-toll roads.\n     Freeway A: Roadways with greater visual complexity and high traffic volumes.  Usually this type of freeway will be found in major metropolitan areas in or near the central core and will operate through some of the early evening hours or darkness at or near design capacity.\n     Freeway B: All other divided roadways with full control of access.\nMajor: The part of the roadway system that serves as the principal network for through-traffic flow.  The routes connect areas of principal traffic generation and important rural roadways leaving the city. \nCollector: Roadways servicing traffic between major and local streets.  These streets are used mainly for traffic movements within residential, commercial and industrial areas.  They do not handle long, through trips.  Collector streets may be used for truck or bus movements nad give direct service to abutting properties.\nLocal: Local streets are used primarily for direct access to residential, commercial, industrial, or other abutting property.  They make up a large percentage of the total street system, but carry a small proportion of vehicular traffic.\n\nPedestrian Conflict Are Classifications\n\nHigh:  Areas with significant numbers of pedestrians expected to be on the sidewalks or crossing the streets during darkness.  Examples are downtown retail areas, near theaters, concert halls, stadiums, and transit terminals.\nMedium:  Areas where lesser numbers of pedestrians utilize the streets at night.  Typical are downtown office areas, blocks with libraries, apartments, neighborhood shopping, industrial, older city areas, and streets with transit lines.\nLow: Areas with very low volumes of night pedestrian usage.  These can occur in any of the cited roadway classification but may be typified by suburban single family streets, very low density residential developments, an rural or semi-rural areas.\n\nPavement Classification\n\nR1 (mostly diffuse) - Portland cement concrete road surface.  Asphalt road surface with a minimum of 12 percent of the aggregates composed of artificial brightener (e.g. Synopal) aggregates (e.g., labradorite, quartzite).\nR2 (mixed diffuse and specular) - Asphalt road surface with an aggregate composed of a minimum 60 percent gravel (size greater than 1 cm).  Asphalt road surface with 10 -15 percent artificial brightener in aggregate mix.\nR2 (slightly specular) - Asphalt road surface (regular and carpet seal) with dark aggregates (e.g. trap rock, blast furnace slag); rough texture arfter some months of use.\nR4 (mostly specular) -  Asphalt road surface with very smooth texture.\n\n\n\n\n","Définitions de classements des routes de l'IESNA\r\nClassement des routes\r\nAutoroute : importante voie de circulation à chaussées séparées dont tous les accès sont contrôlés (aucun passage à niveau). Il peut s'agir d'une route à péage ou non. \r     Autoroute A : Autoroute où la visibilité est plus complexe et les débits de circulation plus élevés. On retrouve généralement ce type de route dans les grandes régions métropolitaines ou près des grands centres. En début de soirée et à la tombée de la nuit, la circulation y est au maximum. \r     Autoroute B : Tous les autres types de routes à chaussées divisées dont la totalité des accès est contrôlée.\rRoute principale : Partie du réseau routier qui sert de principale artère au trafic transitaire. Ces routes relient les principaux secteurs d'origine de la circulation aux grandes routes rurales qui s'éloignent de la ville.  \rRoute collectrice : Route qui relie les grandes artères aux rues locales. Ce type de rue sert surtout à la circulation dans les zones résidentielles, commerciales et industrielles. Il ne sert pas aux longs déplacements urbains. La route collectrice peut être empruntée par les camions et les autobus avec un accès direct aux propriétés adjacentes. \rRue locale : Les rues locales offrent surtout un accès direct aux résidences, commerces, industries et propriétés adjacents.  Elles représentent une large part du réseau de rues emprunté par une faible proportion des véhicules.\r\nClassification des zones conflictuelles avec les piétons\r\nÉlevé : Zones fréquentées où un nombre élevé de piétons empruntent les trottoirs ou les passages piétonniers lorsqu'il fait noir, par exemple les secteurs de magasinage du centre-ville, la proximité des cinémas, salles de spectacles, stades et terminus de transport en commun.  \rMoyen : Secteurs où il y a moins de piétons sur la rue la nuit; par exemple les secteurs à bureau du centre-ville, les îlots où l'on retrouve des bibliothèques, des immeubles d'appartement,  des commerces locaux et des industries, les vieux quartiers et les rues où circule le transport à commun.\rFaible : Secteurs très peu fréquentés par les piétons la nuit. Cela peut se retrouver dans tous les types de routes, mais on les retrouve principalement sur les routes de résidences unifamiliales de la banlieue, dans les développements résidentiels de faible densité et dans les zones semi-rurales.\r\nClassification des chaussées\r\nR1 (plutôt diffus) - Route en béton de ciment Portland. Route asphaltée dont au moins 12 % de l'agrégat est constitué d'azurant artificiel (p. ex. du Synopal) et d'agrégats (p. ex. de la labradorite et du quartzite). \rR2 (moyennement diffus, spéculaire) - Chaussée asphaltée dont l'agrégat est constitué d'au moins 60 % de gravier (de plus de 1 cm). Chaussée asphaltée dont le mélange d'agrégats renferme entre 10 et 15 % d'azurant artificiel.\rR2 (légèrement spéculaire) - Chaussée asphaltée (régulière et avec couche de roulement) avec agrégats foncés (p. ex. de la pierre ou du laitier de haut fourneau); texture rugueuse après quelques mois d'utilisation. \rR4 (plutôt spéculaire) - Chaussée asphaltée lisse.\r\n\r\n\r","Clasificación IESNA - Definiciones\n \nTipos de Vialidad\n\nVía rápida: Vías de alta velocidad con calzadas separadas, exentas de cruce a nivel y con accesos completamente controlados. Esta definición se aplica a las vías con o sin peaje.\nVía rápida A: Vías con una mayor complejidad visual y altos volúmenes de tráfico. Por lo general, este tipo de vía se encuentra en las principales áreas metropolitanas en o cerca del centro y opera durante las primeras horas de la noche o en la oscuridad en o cerca de la capacidad de diseño.\nVía rápida B: Todas las otras vías con calzadas separadas y con accesos completamente controlados. \nMayor: La parte del sistema vial que sirve como la red principal de flujo de tráfico. Estas rutas conectan las áreas principales de generación de tráfico y los caminos rurales importantes que salen de la ciudad.\nColector: Las vías que sirven el tráfico entre las calles principales y las locales. Estas vías se utilizan principalmente para mover el tráfico dentro de áreas residenciales, comerciales e industriales. No sostienen viajes largos completos. Las vías colectoras pueden ser utilizadas por autobuses o camiones y dar servicio directo a las propiedades colindantes.\nLocal: Las vías locales se utilizan principalmente para el acceso directo a propiedades residenciales, comerciales, industriales, o propiedades colindantes de otra índole. Estas constituyen un gran porcentaje del total del sistema vial, pero llevan una pequeña proporción del tráfico de vehículos.     \n\nClasificación de áreas de conflicto peatonales\n\nAlto: Áreas con un número significativo de peatones en las aceras o cruzando las calles en la oscuridad. Ejemplos de ello son zonas comerciales, teatros, salas de conciertos, estadios, y terminales de tansporte.\nMedio: Áreas donde el número de peatones utilizando las calles por la noche es menor. Son típicas las zonas de oficinas, bloques con bibliotecas, apartamentos, tiendas de barrio, industrias, las zonas más antiguas de la ciudad, y calles con líneas de transporte.\nBajo: Áreas con volúmenes muy bajos de uso peatonal en la noche. Pueden ocurrir en cualquier clasificación de vialidad citada, pero pueden ser tipificados por calles de residencias suburbanas unifamiliares, desarrollos de vivienda de muy baja densidad, y zonas rurales o semirurales.\n\nTipos de Pavimento\n\nR1 (principalmente luz difusa) – Pavimento de concreto de cemento Portland. Superficie con un mínimo de 12 por ciento de agregados compuestos de pulidores artificiales (por ejemplo Synopal) y agregados (por ejemplo, labradorita, cuarcita). \nR2 (mezcla de luz difusa y especular) – Superficie de asfalto con un agregado compuesto de un mínimo de 60 por ciento de grava (tamaño mayor de 1 cm). Superficie de asfalto con un 10 -15 por ciento de pulidores artificiales en mezcla de agregados.\nR3 (escasamente luz especular) - Superficie de asfalto (sellado de alfombra y regular) con agregados oscuros (por ejemplo, rocas de trampa, escombros de alto horno); textura áspera luego de algunos meses de uso.\nR4 (mayormente luz especular) -  Superficie de asfalto con una textura muy lisa. ","Определения по классификации IESNA\n\nКлассификации Дорог\n\nАвтострада: Разделенное основное шоссе с полным контролем доступа (без пешеходных переходов/ перекрёстков на одном уровне). Это определение относится к платным, а также бесплатным дорогам. \n\nАвтострада А: Шоссе при большей визуальной сложности и больших объемах движения транспорта. Обычно этот тип шоссе можно найти в крупных мегаполисах, около или в районе центрального ядра и он работает в течение нескольких ранних вечерних часов или в темное время дня по проектной или приближенной к проектной мощности. \n\nАвтострада B: Все другие разделенные шоссе с полным контролем доступа. \nГлавный: часть системы шоссе, которая служит в качестве основной сети для сквозного движения потока транспорта. Эти магистрали соединяют области генерации основного потока транспорта  и важные сельские дороги, выходящие из города. \n\nКоллектор: Шоссе, обслуживающее движение между крупными и местными улицами. Эти улицы используются в основном для движения транпорта в рамках жилых, коммерческих и промышленных районов. Они не служат для  долгих, сквозных  проездов. Коллекторные улицы могут быть использованы для движение грузовых автомобилей и автобусов, и  непосредственно обслуживают прилегающие объекты. \n\nМестный: Местные улицы используются в основном для прямого доступа к жилым, коммерческим, промышленным или другим примыкающим  объектам. Они составляют большой процент от общей системы улиц, но несут небольшую нагрузку  автомобильного движения.\n\nКлассификация конфликтных пешеходных зон.\n\nВысокий: Зоны с значительным числом пешеходов на тротуарах или перекрестках улиц в темное время суток. Например, торговые зоны в центре города, около театров, концертных залов, стадионов, и транзитных терминалов.\nСредний: Зоны, где меньшие количества пешеходов пользуются улицами в ночое время суток. Типичными зонами являются офисные районы в центре города, кварталы с библиотеками, жилыми зданиями, торговыми центрами, промышленными предприятиямих, старые районы города, и улицы с транзитными линиями.\nНизкий: Районы с очень низким объемом  пешеходов в ночое время суток. Это может быть на  любом из классов шоссе, но может быть характерным для пригородных улиц с частными домами, с очень низкой плотностью жилых застроек, и в сельских или полу-сельских  местностях.\nКлассификация дорожного  покрытия:\nR1 (в основном диффузное) – портландцементо-бетонное покрытие дороги. Дорога с асфальтовым покрытием, минимум 12 процентов состоящим из искусственных блескообразовательных (например Synopal) компонентов (например, лабрадор, кварцит).\nR2 (смешанный диффузно-зеркальный) - Дорога с асфальтовым покрытием, минимум на 60 процентов состоящим из гравия (размером больше 1 см). Дорога с асфальтовым покрытием, на 10 -15 процентов состоящим из искусственных блескообразовательных компонентов.\nR3 (слегка зеркальное) - Дорога с асфальтовым покрытием (обычная и carpet seal) с темными компонентами (например, щебень, доменный шлак); грубая текстура после нескольких месяцев эксплуатации.\nR4 (в основном зеркальное) - Дорога с асфальтовым покрытием с очень гладкой текстурой. "]
[null,"IESNA established the RP-8-05 standard practice for roadway lighting.  The standard takes into account both traffic and pedestrian volumes and serves as the basis for design of fixed lighting for roadways, adjacent bikeways, and pedestrian ways.  \n\nIn the 2005 version of the standard, both illuminance and luminance methods can be used. This tool calculates both methods by default; for the luminance method, you must choose the 'IES' in 'Calculation Assumptions per...' to use the appropriate IESNA assumptions in the calculations. Below is the information for both methods. \n\nThe illuminance method derives its recommended values by evaluating roadway type, level of pedestrian conflict and pavement classification.  Roads are divided into five categories: freeways, expressways and majors have high traffic and collector and local roads handle less traffic.  Pedestrian conflict refers to the amount of pedestrian traffic and the category is divided into high, medium, and low.   Pavement is grouped into four classification based on the mode of reflectance ranging from mostly diffuse to mostly specular.\n\nPrecise classifications as defined by IESNA are listed below Table 1.\n","IESNA established the RP-8-05 standard practice for roadway lighting.  The standard takes into account both traffic and pedestrian volumes and serves as the basis for design of fixed lighting for roadways, adjacent bikeways, and pedestrian ways.  \n\nIn the 2005 version of the standard, both illuminance and luminance methods can be used. This tool calculates both methods by default; for the luminance method, you must choose the 'IES' in 'Calculation Assumptions per...' to use the appropriate IESNA assumptions in the calculations. Below is the information for both methods. \n\nThe illuminance method derives its recommended values by evaluating roadway type, level of pedestrian conflict and pavement classification.  Roads are divided into five categories: freeways, expressways and majors have high traffic and collector and local roads handle less traffic.  Pedestrian conflict refers to the amount of pedestrian traffic and the category is divided into high, medium, and low.   Pavement is grouped into four classification based on the mode of reflectance ranging from mostly diffuse to mostly specular.\n\nPrecise classifications as defined by IESNA are listed below Table 1.\n","L'IESNA a adopté la norme RP-8-05 pour l'éclairage routier. Celle-ci tient compte du débit de la circulation et du volume de piétons et sert de référence pour la conception des systèmes d'éclairage fixes des routes, pistes cyclables et passages piétonniers. \r\nLa version de 2005 propose des méthodes par éclairement et par luminance. Cet outil effectue le calcul par défaut de ces deux méthodes; pour la méthode par luminance, vous devez choisir « IES » sous « Hypothèses de calcul selon » pour que vos calculs s'effectuent selon les hypothèses  appropriées de LIESNA. Le texte ci-dessous explique les deux méthodes.\r\nLa méthode par éclairement calcule les valeurs recommandées en évaluant le type de route, le degré de conflit avec les piétons et la classification de la chaussée. Les routes sont classées en 5 catégories : les autoroutes et les routes principales sont plus achalandées, tandis que les routes collectrices et les routes locales le sont moins. Le degré de conflit avec les piétons repose sur le nombre de piétons. Il peut être élevé, moyen ou faible. Les chaussées se classent dans quatre catégories en fonction de facteur de réflexion, de plutôt diffus à plutôt spéculaire.\r\nLe tableau 1 fournit une description précise des classifications de l'IESNA.\r","IESNA estableció el estándar RP-8-05 para la iluminación de vialidades. La norma tiene en cuenta el volumen de tráfico y el de peatones, y sirve como base para el diseño de iluminación fija para vialidades, carriles de bicicleta adyacentes, y vías peatonales.\nEn la versión 2005 de la norma, ambos métodos de iluminancia y luminancia puede ser utilizados. Esta herramienta calcula los dos métodos por defecto; para el método de la luminancia, se debe elegir el 'IES' en 'Hipótesis de cálculo por...’  para utilizar los supuestos IESNA apropiados en los cálculos. A continuación se muestra la información de ambos métodos.\nEl método de iluminancia deriva sus valores recomendados evaluando el tipo de vía, el nivel de conflicto peatonal y la clasificación del pavimento. Las vías se dividen en cinco categorías: las autopistas, vías rápidas y mayores sostienen mucho tráfico, mientras que los colectores y las vías locales sostienen menos tráfico. Los conflictos peatonales se refieren a la cantidad de tráfico peatonal y la categoría se divide en alto, medio y bajo. El pavimento se agrupa en cuatro tipos de clasificación basado en el modo de reflectancia variando desde principalmente difusa  hasta principalmente especular.\nLas clasificaciones tal y como se define en IESNA se encuentra en la Tabla 1 a continuación.","IESNA установил стандарты RP-8-05 для освещения шоссе. Эти стандарты учитывают и транспортные, и пешеходные объемы и служат основой для разработки фиксированного освещения для шоссе, прилегающих велодорожек и пешеходных путей.\n\nПо версии стандарта 2005 года, могут быть использованы и метод освещенности, и метод яркости. Этот инструмент вычисляет оба метода по умолчанию; для метода яркости вы должны выбрать 'IES' в 'Расчет Предположения на ...' для применения в расчетах соответствующего  предположения IESNA. Информация об обоих методах представлена ниже.\n\nМетод освещенности выводит свои рекомендуемые значения посредством оценки типа шоссе, уровня пешеходного конфликта и классификации дорожного покрытия. Дороги делятся на пять категорий: автострады, скоростные  автострады и главные дороги, имеющие высокий транспортный поток, и  коллекторы  и дороги местного значения, имеющие меньший транспортный поток. Пешеходый конфликт относится к количеству пешеходного движения и эта категория делится на высокий, средний и низкий. Дорожное покрытие имеет четыре классификации, основанные на режиме отражения в диапазоне от преимущественно диффузной до главным образом зеркальной.\nТочные классификации по определению IESNA перечислены ниже в таблице 1.",null,null,null,"[SEAD street lighting tool_1.7.2_inprogress.xls]Lighting Standards'!$C$39:$M$52"]
[null,"Illuminance Method","Illuminance Method","Méthode d'éclairement","Método de Iluminancia","Метод Освещенности ",null,null,null,"[SEAD street lighting tool_1.7.2_inprogress.xls]Lighting Standards'!$C$11"]
[null,"Illuminance Target (Iavg)","Illuminance Target (Iavg)","Cible d'éclairement ","Objetivo de Iluminancia (lavg)","Целевая Освещенность (I сред.) ",null,null,null,"[SEAD street lighting tool_1.7.2_inprogress.xls]Lighting Standards'!$H$55"]
[null,"International Commission on Illumination (CIE)","International Commission on Illumination (CIE)","Commission internationale de l'éclairage (CIE)","Comisión Internacional de la Iluminación (CIE)","Международная комиссия по освещению (МКО) ",null,null,null,"[SEAD street lighting tool_1.7.2_inprogress.xls]Lighting Standards'!$B$154:$M$154"]
[null,"Illumination Engineering Society of North America (IESNA)","Illumination Engineering Society of North America (IESNA)","Illumination Engineering Society of North America (IESNA)","Sociedad de Ingeniería en Iluminación de Norte América (IESNA)","Illumination Engineering Society of North America (IESNA)",null,null,null,"[SEAD street lighting tool_1.7.2_inprogress.xls]Lighting Standards'!$B$37:$M$37"]
[null,"Intersection density","Intersection density","Densité d'intersection","Densidad de intersección","Плотность перекрестка",null,null,null,"[SEAD street lighting tool_1.7.2_inprogress.xls]Lighting Standards'!$C$185:$D$186"]
[null,"Lighting class","Lighting class","Classe d'éclairage","Clase de iluminación","Класс освещения ",null,null,null,"[SEAD street lighting tool_1.7.2_inprogress.xls]Lighting Standards'!$C$202:$C$205"]
[null,"Local","Local","Local","Local","Местный ",null,null,null,"[SEAD street lighting tool_1.7.2_inprogress.xls]Lighting Standards'!$C$71:$D$73",null,"[SEAD street lighting tool_1.7.2_inprogress.xls]Lighting Standards'!$C$92:$D$94"]
[null,"Low","Low","Faible","Bajo","Низкий ",null,null,null,"[SEAD street lighting tool_1.7.2_inprogress.xls]Lighting Standards'!$E$64:$F$64",null,"[SEAD street lighting tool_1.7.2_inprogress.xls]Lighting Standards'!$E$67:$F$67","[SEAD street lighting tool_1.7.2_inprogress.xls]Lighting Standards'!$E$70:$F$70","[SEAD street lighting tool_1.7.2_inprogress.xls]Lighting Standards'!$E$73:$F$73","[SEAD street lighting tool_1.7.2_inprogress.xls]Lighting Standards'!$E$85:$F$85","[SEAD street lighting tool_1.7.2_inprogress.xls]Lighting Standards'!$E$88:$F$88","[SEAD street lighting tool_1.7.2_inprogress.xls]Lighting Standards'!$E$91:$F$91","[SEAD street lighting tool_1.7.2_inprogress.xls]Lighting Standards'!$E$94:$F$94","[SEAD street lighting tool_1.7.2_inprogress.xls]Lighting Standards'!$E$178:$G$178","[SEAD street lighting tool_1.7.2_inprogress.xls]Lighting Standards'!$E$191:$G$191"]
[null,"Luminance Method","Luminance Method","Méthode par luminance","Método de luminancia","Метод Яркости "]
[null,"Luminance Method for IES Standard","Luminance Method for IES Standard","Méthode par luminance (IES)","Método de luminancia para el estándar IES","Метод Яркости  по стандату IES ",null,null,null,"[SEAD street lighting tool_1.7.2_inprogress.xls]Examples'!$B$44",null,"[SEAD street lighting tool_1.7.2_inprogress.xls]Lighting Standards'!$C$18"]
[null,"Luminance Method for CIE Standard","Luminance Method for CIE Standard","Méthode par luminance (CIE)","Método de luminancia para el estándar CIE","Метод Яркости  по стандату IES",null,null,null,"[SEAD street lighting tool_1.7.2_inprogress.xls]Lighting Standards'!$G$18"]
[null,"Lux","Lux","Lux","Lux","Люкс",null,null,null,"[SEAD street lighting tool_1.7.2_inprogress.xls]Lighting Standards'!$E$12",null,"[SEAD street lighting tool_1.7.2_inprogress.xls]Lighting Standards'!$I$12"]
[null,"Major","Major","Principal","Mayor","Главный",null,null,null,"[SEAD street lighting tool_1.7.2_inprogress.xls]Lighting Standards'!$C$65:$D$67",null,"[SEAD street lighting tool_1.7.2_inprogress.xls]Lighting Standards'!$C$86:$D$88"]
[null,"Mixed","Mixed","Mélangé","Mixto","Смешанный ",null,null,null,"[SEAD street lighting tool_1.7.2_inprogress.xls]Lighting Standards'!$E$181:$G$181"]
[null,"Mixed with high % non motorized","Mixed with high % non motorized","Mélangé avec % élevé de véhicules non motorisés","Mixto con alto % no motorizado","Смешанный, с высоким % без автотранспорта   ",null,null,null,"[SEAD street lighting tool_1.7.2_inprogress.xls]Lighting Standards'!$E$180:$G$180"]
[null,"Moderate","Moderate","Moyen","Moderado","Умеренный ",null,null,null,"[SEAD street lighting tool_1.7.2_inprogress.xls]Lighting Standards'!$E$174:$G$174",null,"[SEAD street lighting tool_1.7.2_inprogress.xls]Lighting Standards'!$E$177:$G$177","[SEAD street lighting tool_1.7.2_inprogress.xls]Lighting Standards'!$E$186:$G$186","[SEAD street lighting tool_1.7.2_inprogress.xls]Lighting Standards'!$E$190:$G$190"]
[null,"Moderate or Good","Moderate or Good","Moyen ou bon","Moderado o Bueno","Умеренный или Хороший",null,null,null,"[SEAD street lighting tool_1.7.2_inprogress.xls]Lighting Standards'!$E$193:$G$193"]
[null,"Motorized only","Motorized only","Motorisé seulement","Sólo motorizado","Только автотранспорт",null,null,null,"[SEAD street lighting tool_1.7.2_inprogress.xls]Lighting Standards'!$E$182:$G$182"]
[null,"No","No","Non","No","Нет",null,null,null,"[SEAD street lighting tool_1.7.2_inprogress.xls]Lighting Standards'!$E$183:$G$183"]
[null,"Not present","Not present","Non présent","No presente","Не присутствует ",null,null,null,"[SEAD street lighting tool_1.7.2_inprogress.xls]Lighting Standards'!$E$188:$G$188"]
[null,"Note CIE Uo is the inverse of IES Uo; value should be IES method, greater than one","Note CIE Uo is the inverse of IES Uo; value should be IES method, greater than one","À noter que l'uniformité totale (UT) de la CIE est le contraire de l'UT de l'IES; il faut utiliser la méthode de l'IES, supérieure à 1","Note que CIE Uo es el inverso de IES Uo; el valor debe ser del método IES, mayor que uno.","Примечание, Uo по CIE является противоположным  Uo по IES; значение должно быть по методу IES , больше, чем единица "]
[null,"Options","Options","Options","Opciones","Варианты ",null,null,null,"[SEAD street lighting tool_1.7.2_inprogress.xls]Lighting Standards'!$E$170:$G$171"]
[null,"Uniformity Ratio (Lavg/Lmin)","Uniformity Ratio (Lavg/Lmin)","Rapport d'uniformité (L moyen / L minimal)","Relación de Uniformidad (L avg / L min)","Коэффициент однородности (L сред./ L мин.) ",null,null,null,"[SEAD street lighting tool_1.7.2_inprogress.xls]Lighting Standards'!$C$20",null,"[SEAD street lighting tool_1.7.2_inprogress.xls]MResults'!$T$2"]
[null,"Uniformity Ratio (Lmax/Lmin)","Uniformity Ratio (Lmax/Lmin)","Rapport d'uniformité (L MAX / L minimal)","Relación de Uniformidad (L max / L min)","Коэффициент однородности (L макс./L мин.)",null,null,null,"[SEAD street lighting tool_1.7.2_inprogress.xls]Lighting Standards'!$C$21",null,"[SEAD street lighting tool_1.7.2_inprogress.xls]MResults'!$U$2"]
[null,"Parameter","Parameter","Paramètres","Parámetro","Параметр ",null,null,null,"[SEAD street lighting tool_1.7.2_inprogress.xls]Lighting Standards'!$C$170:$D$171"]
[null,"Parked Vehicles","Parked Vehicles","Véhicules stationnés","Vehículos estacionados","Запаркованные транспортные средства  ",null,null,null,"[SEAD street lighting tool_1.7.2_inprogress.xls]Lighting Standards'!$C$187:$D$188"]
[null,"Pavement Classification\n(Minimum Maintained Average Values)","Pavement Classification\n(Minimum Maintained Average Values)","Classement de la chaussée (moyennes minimales maintenues)","Clasificación del Pavimento\n(Valores promedio mantenidos mínimos)","Классификация дорожного  покрытия\n(Средние значения минимально обслуживаемое) ",null,null,null,"[SEAD street lighting tool_1.7.2_inprogress.xls]Lighting Standards'!$G$56:$I$57"]
[null,"Pedestrian Conflict Areas","Pedestrian Conflict Areas","Zones de conflit avec les piétons","Zonas de conflicto peatonales","Зона Пешеходных конфликтов",null,null,null,"[SEAD street lighting tool_1.7.2_inprogress.xls]Lighting Standards'!$E$58:$F$59",null,"[SEAD street lighting tool_1.7.2_inprogress.xls]Lighting Standards'!$E$79:$F$80"]
[null,"Poor","Poor","Faible","Pobre","Плохо",null,null,null,"[SEAD street lighting tool_1.7.2_inprogress.xls]Lighting Standards'!$E$192:$G$192"]
[null,"Present","Present","Présent","Presente","Присутствует",null,null,null,"[SEAD street lighting tool_1.7.2_inprogress.xls]Lighting Standards'!$E$187:$G$187"]
[null,"Road","Road","Route","Vialidad","Дорога ",null,null,null,"[SEAD street lighting tool_1.7.2_inprogress.xls]Lighting Standards'!$C$58:$D$59",null,"[SEAD street lighting tool_1.7.2_inprogress.xls]Lighting Standards'!$C$79:$D$80"]
[null,"Road and Pedestrian Conflict Area","Road and Pedestrian Conflict Area","Zone de conflit routier avec les piétons","Vía y zona de conflicto peatonal","Конфликтная зона Дороги и пешеходов",null,null,null,"[SEAD street lighting tool_1.7.2_inprogress.xls]Lighting Standards'!$C$55:$F$57",null,"[SEAD street lighting tool_1.7.2_inprogress.xls]Lighting Standards'!$C$76:$F$78"]
[null,"Road Surface","Road Surface","Revêtement de route","Superficie de la Vía","Поверхность дороги",null,null,null,"[SEAD street lighting tool_1.7.2_inprogress.xls]Lighting Standards'!$D$202:$G$202"]
[null,"Road Surface Type","Road Surface Type","Type de revêtement de route","Tipo de Superficie de la Vía","Тип поверхности дороги",null,null,null,"[SEAD street lighting tool_1.7.2_inprogress.xls]Road Geometry'!$B$24",null,"[SEAD street lighting tool_1.7.2_inprogress.xls]Examples'!$B$45","[SEAD street lighting tool_1.7.2_inprogress.xls]Lighting Standards'!$B$125"]
[null,"Separation of carriageways\n","Separation of carriageways\n","Séparation des chaussées","Separación de carriles","Разделение проезжей частьи ",null,null,null,"[SEAD street lighting tool_1.7.2_inprogress.xls]Lighting Standards'!$C$183:$D$184"]
[null,"Speed","Speed","Vitesse","Velocidad","Скорость",null,null,null,"[SEAD street lighting tool_1.7.2_inprogress.xls]Lighting Standards'!$C$172:$D$174"]
[null,"Standard Surface","Standard Surface","Revêtement standard","Superficie Estándar","Стандартная поверхность",null,null,null,"[SEAD street lighting tool_1.7.2_inprogress.xls]Road Geometry'!$D$24"]
[null,"Surround ratio","Surround ratio","Rapport d'éclairage périphérique","Relación de envolvente","Коэффициент окружения",null,null,null,"[SEAD street lighting tool_1.7.2_inprogress.xls]Lighting Standards'!$I$202:$I$203"]
[null,"Table 1: IESNA Illuminance Method - Recommended Values","Table 1: IESNA Illuminance Method - Recommended Values","Tableau 1 : méthode par éclairement de l'IESNA - valeurs recommandées","Tabla 1: Método de Iluminancia IESNA - Valores recomendados","Таблица 1: IESNA Метод Освещенности - Рекомендуемые значения",null,null,null,"[SEAD street lighting tool_1.7.2_inprogress.xls]Lighting Standards'!$C$54:$M$54"]
[null,"Table 2: CIE Parameters for the Selection of M Lighting Class","Table 2: CIE Parameters for the Selection of M Lighting Class","Tableau 2 : paramètres de la CIE pour le choix d'une classe d'éclairage M","Tabla 2: Parámetros CIE para la selección de la clase M de iluminación","Таблица 2: CIE Параметры для отбора M класса Освещение",null,null,null,"[SEAD street lighting tool_1.7.2_inprogress.xls]Lighting Standards'!$C$169:$I$169"]
[null,"Table 3: CIE Lighting classes for motorized traffic","Table 3: CIE Lighting classes for motorized traffic","Tableau 3 : classes d'éclairage de la CIE pour véhicules motorisés","Tabla 3: Clases de iluminación CIE para el tráfico motorizado","Таблица 3: CIE классы освещения для движения автотранспорта ",null,null,null,"[SEAD street lighting tool_1.7.2_inprogress.xls]Lighting Standards'!$C$201:$I$201"]
[null,"The CIE 115:2010 standard uses a luminance based lighting standard.  The standard takes into account many variables characterizing both the traffic on the road and the road layout.  This is used to determine a lighting class from M1 to M6, with M1 roads having the greatest need for lighting.  The CIE standard does not take into account pedestrian traffic.  \n\nTable 2 is used to assign a traffic route a lighting classification, ranging from M1 to M6, according to the function of the road, the design speed, the overall layout, the traffic volume and composition, and the environmental conditions.  \n\nTable 3 defines the lighting criteria for lighting classes M1 to M6.\n\n\n","The CIE 115:2010 standard uses a luminance based lighting standard.  The standard takes into account many variables characterizing both the traffic on the road and the road layout.  This is used to determine a lighting class from M1 to M6, with M1 roads having the greatest need for lighting.  The CIE standard does not take into account pedestrian traffic.  \n\nTable 2 is used to assign a traffic route a lighting classification, ranging from M1 to M6, according to the function of the road, the design speed, the overall layout, the traffic volume and composition, and the environmental conditions.  \n\nTable 3 defines the lighting criteria for lighting classes M1 to M6.\n\n\n","La norme CIE 115:2010 utilise une luminance fondée sur une norme d'éclairage. La norme tient compte de nombreuses variables qui caractérisent la circulation et la configuration de la route. Cela permet de déterminer la classe d'éclairage (de M1 à M6), les routes de classe M1 nécessitant le plus d'éclairage. La norme de la CIE ne tient pas compte de la circulation piétonne.  \r\nLe tableau 2 sert à déterminer la classification d'éclairage d'une route, de M1 à M6, en fonction de son usage, de la vitesse de base, de la densité et de la nature de la circulation et des conditions environnementales.  \r\nLe tableau 3 définit les critères d'éclairage des catégories de M1 à M6. \r\n\r","El estándar CIE 115:2010 utiliza un estándar de iluminación basado en la luminancia. La norma tiene en cuenta variables que caracterizan tanto al tráfico en la vía como al trazado de ésta. Esto se utiliza para determinar una clase de iluminación de M1 a M6, siendo las vías M1 las que tienen la mayor necesidad de iluminación. La norma CIE no tiene en cuenta el tráfico peatonal.\nLa Tabla 2 se utiliza para asignar a una ruta de tráfico una clasificación de iluminación, entre M1 y M6, de acuerdo con la función de la vía, la velocidad de diseño, el diseño general, el volumen y la composición del tráfico y las condiciones ambientales.\nLa Tabla 3 define los criterios de iluminación para las clases M1 a M6.","Стандарт CIE 115: 2010 использует яркости на основе стандарта освещения. Стандарт учитывает множество переменных, характеризующих как транспортный поток на дороге так и планировка дороги. Это используется для определения класса освещения от M1 до M6, с дорогами M1, имеющие наибольшую необходимость освещения. Стандарт CIE не учитывает движения пешеходов.\n\nТаблица 2 используется для классификации освещения в зависимости от направления движения, начиная от M1 до M6, в соответствии с функцией дороги, установленной скорости, общей планировки, объема и структуры транспортных потоков, и условий окружающей среды.\n\nТаблица 3 определяет критерии освещения для классов освещения от M1 до M6. ",null,null,null,"[SEAD street lighting tool_1.7.2_inprogress.xls]Lighting Standards'!$C$156:$M$166"]
[null,"The lighting class is calculated as: \nM = 6 - Vws\nThis calculation will result in a class number between 1 and 6.  If the result is not a whole number, use the next lower whole number.  \n","The lighting class is calculated as: \nM = 6 - Vws\nThis calculation will result in a class number between 1 and 6.  If the result is not a whole number, use the next lower whole number.  \n","La catégorie d'éclairage calculée est la suivante : \nM = 6 - Vws\nCe calcul permet de calculer la classe d'éclairage de 1 à 6. Si vous n'obtenez pas un nombre entier, arrondissez au prochain nombre entier inférieur.   \n","La clase de iluminación se calcula como:\nM = 6 - Vws\nEste cálculo resultara en un  número de clase entre 1 y 6. Si el resultado no es un número entero, use el siguiente número entero mas bajo.","Класс освещение рассчитывается как:\nM = 6 – Vws.\nЭтим  расчетом определяется номер класса между 1 и 6. Если результат не является целым числом, используйте следующее нижнее целое число.",null,null,null,"[SEAD street lighting tool_1.7.2_inprogress.xls]Lighting Standards'!$K$193:$N$198"]
[null,"Threshold increment","Threshold increment","Augmentation limite","Umbral de incremento","Порог приращения ",null,null,null,"[SEAD street lighting tool_1.7.2_inprogress.xls]Lighting Standards'!$H$202:$H$203"]
[null,"Traffic Composition","Traffic Composition","Composition de la circulation","Composición del Tráfico","Состав транспортного потока",null,null,null,"[SEAD street lighting tool_1.7.2_inprogress.xls]Lighting Standards'!$C$180:$D$182"]
[null,"Traffic Volume","Traffic Volume","Débit de circulation","Volumen de Tráfico","Объем транспортного потока",null,null,null,"[SEAD street lighting tool_1.7.2_inprogress.xls]Lighting Standards'!$C$175:$D$179"]
[null,"Uniformity Ratio Eavg/Emin","Uniformity Ratio Eavg/Emin","Facteur d'uniformité (E moyen/E minimal)","Relación de Uniformidad Eavg/Emin","Коэффициент однородности Eсред./Eмин. ",null,null,null,"[SEAD street lighting tool_1.7.2_inprogress.xls]Lighting Standards'!$J$55:$K$59"]
[null,"unitless","unitless","Sans unité","sin unidades","безразмерный ",null,null,null,"[SEAD street lighting tool_1.7.2_inprogress.xls]Lighting Standards'!$E$13",null,"[SEAD street lighting tool_1.7.2_inprogress.xls]Lighting Standards'!$E$20","[SEAD street lighting tool_1.7.2_inprogress.xls]Lighting Standards'!$I$13","[SEAD street lighting tool_1.7.2_inprogress.xls]Lighting Standards'!$I$20"]
[null,"Veiling Luminance Ratio                   Lvmax/Lavg","Veiling Luminance Ratio                   Lvmax/Lavg","Facteur de luminance de voile (L maximal/L moyen)","Relación de Luminancia de deslumbramiento     Lvmax/Lavg","Коэффициент Яркости светорассеивания Lv макс./L сред.  ",null,null,null,"[SEAD street lighting tool_1.7.2_inprogress.xls]Lighting Standards'!$L$55:$M$59"]
[null,"Very High","Very High","Très élevé","Muy Alto","Очень высокий",null,null,null,"[SEAD street lighting tool_1.7.2_inprogress.xls]Lighting Standards'!$E$172:$G$172"]
[null,"Very Low","Very Low","Très faible","Muy Bajo","Очень низкий",null,null,null,"[SEAD street lighting tool_1.7.2_inprogress.xls]Lighting Standards'!$E$179:$G$179"]
[null,{"$f":"INDEX(C203:G203,MATCH($B$11,$C$11:$G$11,0))","v":"View Description of a Standard Below:"},"View Description of a Standard Below:","Voir la description de la norme ci-dessous :","Vea la descripción de un estándar abajo:","Посмотреть Описание Стандарта Внизу: ",null,null,null,"[SEAD street lighting tool_1.7.2_inprogress.xls]Lighting Standards'!$B$34"]
[null,"Visual guidance/ traffic control","Visual guidance/ traffic control","Guidage visuel/contrôle de la circulation","Guía visual / Control de tráfico","Визуальное управление / управление движением",null,null,null,"[SEAD street lighting tool_1.7.2_inprogress.xls]Lighting Standards'!$C$192:$D$193"]
[null,"Vw Selected","Vw Selected","Vw choisi","Vw seleccionado","Выбранный Vw",null,null,null,"[SEAD street lighting tool_1.7.2_inprogress.xls]Lighting Standards'!$I$170:$I$171"]
[null,"Weighting Value Vw","Weighting Value Vw","Facteur de pondération (Vw)","Valor ponderado Vw","Взвешивание Значение Vw",null,null,null,"[SEAD street lighting tool_1.7.2_inprogress.xls]Lighting Standards'!$H$170:$H$171"]
[null,"Wet*","Wet*","Mouillé*","Húmedo*","Мокрый *",null,null,null,"[SEAD street lighting tool_1.7.2_inprogress.xls]Lighting Standards'!$G$203"]
[null,"Yes","Yes","Oui","Si","Да",null,null,null,"[SEAD street lighting tool_1.7.2_inprogress.xls]Lighting Standards'!$E$184:$G$184"]
[null,"IESNA Classification Definitions\n\nRoad Classifications\n\nFreeway: A divided major roadway with full control of access (no crossings at grade).  This definition applies to toll as well as non-toll roads.\n     Freeway A: Roadways with greater visual complexity and high traffic volumes.  Usually this type of freeway will be found in major metropolitan areas in or near the central core and will operate through some of the early evening hours or darkness at or near design capacity.\n     Freeway B: All other divided roadways with full control of access.\nExpressway: A divided major roadway for through traffic, with partial control of access and generally wieht interchanges at major crossroads. Expressways for noncommercial traffic within parks and park-like areas are genearlly known as parkways. \nMajor: The part of the roadway system that serves as the principal network for through-traffic flow.  The routes connect areas of principal traffic generation and important rural roadways leaving the city. \nCollector: Roadways servicing traffic between major and local streets.  These streets are used mainly for traffic movements within residential, commercial and industrial areas.  They do not handle long, through trips.  Collector streets may be used for truck or bus movements nad give direct service to abutting properties.\nLocal: Local streets are used primarily for direct access to residential, commercial, industrial, or other abutting property.  They make up a large percentage of the total street system, but carry a small proportion of vehicular traffic.\n\nPedestrian Conflict Are Classifications\n\nHigh:  Areas with significant numbers of pedestrians expected to be on the sidewalks or crossing the streets during darkness.  Examples are downtown retail areas, near theaters, concert halls, stadiums, and transit terminals.\nMedium:  Areas where lesser numbers of pedestrians utilize the streets at night.  Typical are downtown office areas, blocks with libraries, apartments, neighborhood shopping, industrial, older city areas, and streets with transit lines.\nLow: Areas with very low volumes of night pedestrian usage.  These can occur in any of the cited roadway classification but may be typified by suburban single family streets, very low density residential developments, an rural or semi-rural areas.\n\nPavement Classification\n\nR1 (mostly diffuse) - Portland cement concrete road surface.  Asphalt road surface with a minimum of 12 percent of the aggregates composed of artificial brightener (e.g. Synopal) aggregates (e.g., labradorite, quartzite).\nR2 (mixed diffuse and specular) - Asphalt road surface with an aggregate composed of a minimum 60 percent gravel (size greater than 1 cm).  Asphalt road surface with 10 -15 percent artificial brightener in aggregate mix.\nR3 (slightly specular) - Asphalt road surface (regular and carpet seal) with dark aggregates (e.g. trap rock, blast furnace slag); rough texture arfter some months of use.\nR4 (mostly specular) -  Asphalt road surface with very smooth texture.\n\n\n\n\n","IESNA Classification Definitions\n\nRoad Classifications\n\nFreeway: A divided major roadway with full control of access (no crossings at grade).  This definition applies to toll as well as non-toll roads.\n     Freeway A: Roadways with greater visual complexity and high traffic volumes.  Usually this type of freeway will be found in major metropolitan areas in or near the central core and will operate through some of the early evening hours or darkness at or near design capacity.\n     Freeway B: All other divided roadways with full control of access.\nExpressway: A divided major roadway for through traffic, with partial control of access and generally wieht interchanges at major crossroads. Expressways for noncommercial traffic within parks and park-like areas are genearlly known as parkways. \nMajor: The part of the roadway system that serves as the principal network for through-traffic flow.  The routes connect areas of principal traffic generation and important rural roadways leaving the city. \nCollector: Roadways servicing traffic between major and local streets.  These streets are used mainly for traffic movements within residential, commercial and industrial areas.  They do not handle long, through trips.  Collector streets may be used for truck or bus movements nad give direct service to abutting properties.\nLocal: Local streets are used primarily for direct access to residential, commercial, industrial, or other abutting property.  They make up a large percentage of the total street system, but carry a small proportion of vehicular traffic.\n\nPedestrian Conflict Are Classifications\n\nHigh:  Areas with significant numbers of pedestrians expected to be on the sidewalks or crossing the streets during darkness.  Examples are downtown retail areas, near theaters, concert halls, stadiums, and transit terminals.\nMedium:  Areas where lesser numbers of pedestrians utilize the streets at night.  Typical are downtown office areas, blocks with libraries, apartments, neighborhood shopping, industrial, older city areas, and streets with transit lines.\nLow: Areas with very low volumes of night pedestrian usage.  These can occur in any of the cited roadway classification but may be typified by suburban single family streets, very low density residential developments, an rural or semi-rural areas.\n\nPavement Classification\n\nR1 (mostly diffuse) - Portland cement concrete road surface.  Asphalt road surface with a minimum of 12 percent of the aggregates composed of artificial brightener (e.g. Synopal) aggregates (e.g., labradorite, quartzite).\nR2 (mixed diffuse and specular) - Asphalt road surface with an aggregate composed of a minimum 60 percent gravel (size greater than 1 cm).  Asphalt road surface with 10 -15 percent artificial brightener in aggregate mix.\nR3 (slightly specular) - Asphalt road surface (regular and carpet seal) with dark aggregates (e.g. trap rock, blast furnace slag); rough texture arfter some months of use.\nR4 (mostly specular) -  Asphalt road surface with very smooth texture.\n\n\n\n\n","Définitions de classements des routes de l'IESNA\r\n\nClassement des routes\r\n\nAutoroute : importante voie de circulation à chaussées séparées dont tous les accès sont contrôlés (aucun passage à niveau). Il peut s'agir d'une route à péage ou non.\n \r     Autoroute A : Autoroute où la visibilité est plus complexe et les débits de circulation plus élevés. On retrouve généralement ce type de route dans les grandes régions métropolitaines ou près des grands centres. En début de soirée et à la tombée de la nuit, la circulation y est au maximum. \r         \n     Autoroute B : Tous les autres types de routes à chaussées divisées dont la totalité des accès est contrôlée. \nVoie rapide : Importante voie de circulation à chaussées séparées dont les accès sont en partie contrôlés, généralement avec échangeurs et grands carrefours. Les voies rapides destinées à la circulation non commerciale dans les parcs et zones de même type sont généralement appelées des promenades.\r\nRoute principale : Partie du réseau routier qui sert de principale artère au trafic transitaire. Ce type de route relie les principaux secteurs d'origine de la circulation aux grandes routes rurales qui s'éloignent de la ville.  \n\rRoute collectrice : Route qui relie les grandes artères aux rues locales. Cette route sert surtout à la circulation dans les zones résidentielles, commerciales et industrielles. Elle ne sert pas aux longs déplacements urbains. La route collectrice peut être empruntée par les camions et les autobus avec un accès direct aux propriétés adjacentes. \r\nRue locale : Les rues locales offrent surtout un accès direct aux résidences, commerces, industries et propriétés adjacents.  Elles représentent une large part du réseau de rues emprunté par une faible proportion des véhicules.\r\n\nClassification des zones conflictuelles avec les piétons\r\n\nÉlevé : Zones fréquentées un le nombre élevé de piétons empruntent les trottoirs ou les passages piétonniers lorsqu'il fait noir, par exemple les secteurs de magasinage du centre-ville, la proximité des cinémas, salles de spectacles, stades et terminus de transport en commun.  \rMoyen : Secteurs où il y a moins de piétons sur la rue la nuit; par exemple le secteur des immeubles à bureaux du centre-ville, les îlots où l'on retrouve des bibliothèques, des immeubles d'appartement,  des commerces locaux et des industries, les vieux quartiers et les rues où circule le transport à commun.\rFaible : Secteurs très peu fréquentés par les piétons la nuit. Cela peut se retrouver dans tous les types de routes, mais on les retrouve principalement sur les rues de résidences unifamiliales de la banlieue, dans les développements résidentiels de faible densité et dans les zones semi-rurales.\r\n\nClassification des chaussées\r\nR1 (plutôt diffus) - Route en béton de ciment Portland. Route asphaltée dont au moins 12 % de l'agrégat est constitué d'azurant artificiel (p. ex. du Synopal) et d'agrégats (p. ex. de la labradorite et du quartzite).\n \rR2 (moyennement diffus, spéculaire) - Chaussée asphaltée dont l'agrégat est constitué d'au moins 60 % de gravier (de plus de 1 cm). Chaussée asphaltée dont le mélange d'agrégats renferme entre 10 et 15 % d'azurant artificiel.\n\rR3 (légèrement spéculaire) - Chaussée asphaltée (régulière et avec couche de roulement) avec agrégats foncés (p. ex. de la pierre ou du laitier de haut fourneau); texture rugueuse après quelques mois d'utilisation.\n \rR4 (plutôt spéculaire) - Chaussée asphaltée lisse.","Clasificación IESNA - Definiciones\n\nTipos de Vialidades\n\nVía rápida: Vías de alta velocidad con calzadas separadas exentas de cruce a nivel y con accesos completamente controlados. Esta definición se aplica a las vías con o sin peaje.\n     Vía rápida A: Vías con una mayor complejidad visual y altos volúmenes de tráfico. Por lo general, este tipo de vía se encuentra en las principales áreas metropolitanas en o cerca del núcleo central y operará a través de las primeras horas de la noche o en la oscuridad en o cerca de la capacidad de diseño.\n     Vía rápida B: Todas las otras vías con calzadas separadas y con accesos completamente controlados.\nAutopista: una carretera importante con separador para el tráfico directo, con control parcial de acceso y generalmente con intercambios en los cruces principales. Las autopistas para el tráfico no comercial dentro de parques y áreas como parques son generalmente conocidas como avenidas. \nMayor: La parte del sistema vial que sirve como la red principal de flujo a través del tráfico. Estas rutas conectan las áreas de generación de tráfico principales y caminos rurales importantes que salen de la ciudad.\nColector: Las vías que sirven el tráfico entre las principales calles y las locales. Estas calles se utilizan principalmente para movimientos de tráfico dentro de las áreas residenciales, comerciales e industriales. No manejan viajes largos completos. Las calles colectoras pueden ser utilizadas para movimientos de autobuses o camiones y dar servicio directo a las propiedades colindantes.\nLocal: Las calles locales se utilizan principalmente para el acceso directo a la propiedad colindante residencial, comercial, industrial, o de otra índole. Estas constituyen un gran porcentaje del sistema total de calles, pero llevan una pequeña proporción del tráfico de vehículos.     \n\nClasificación de áreas de conflictos peatonales\n\nAlto: Áreas con un número significativo de peatones que se espera estén en las aceras o cruzando las calles en la oscuridad. Ejemplos de ello son zonas comerciales, teatros, salas de conciertos, estadios, y terminales de tránsito.\nMedio: Áreas donde el número de peatones utilizando las calles por la noche es menor. Son típicas las áreas de oficinas, bloques con bibliotecas, apartamentos, tiendas de barrio, industrias, las zonas más antiguas de la ciudad, y calles con líneas de transporte.\nBajo: Áreas con volúmenes muy bajos de uso peatonal en la noche. Pueden ocurrir en cualquier clasificación de vía citada, pero pueden ser tipificados por calles suburbanas unifamiliares, desarrollos de viviendas de muy baja densidad, y zonas rurales o semirurales.\n\nTipos de Pavimento\n\nR1 (principalmente luz difusa) – Pavimento de concreto de cemento Portland. Superficie con un mínimo de 12 por ciento de agregados compuestos de pulidores artificiales (por ejemplo Synopal) y agregados (por ejemplo, labradorita, cuarcita). \nR2 (mezcla de luz difusa y especular) – Superficie de asfalto con un agregado compuesto de un mínimo de 60 por ciento de grava (tamaño mayor de 1 cm). Superficie de asfalto con un 10 -15 por ciento de pulidores artificiales en mezcla de agregados.\nR3 (escasamente luz especular) - Superficie de asfalto (sellado de alfombra y regular) con agregados oscuros (por ejemplo, rocas de trampa, escombros de alto horno); textura áspera luego de algunos meses de uso.\nR4 (mayormente luz especular) -  Superficie de asfalto con una textura muy lisa. ","Определения по классификации IESNA\n\nКлассификации Дорог\n\nАвтострада: Разделенное основное шоссе с полным контролем доступа (без пешеходных переходов/ перекрёстков на одном уровне). Это определение относится к платным, а также бесплатным дорогам. \nАвтострада А: Шоссе с большей визуальной сложностью и больших объемов движения транспорта. Обычно этот тип шоссе можно найти в крупных мегаполисах, около или в районе центрального ядра и он работает в течение нескольких ранних вечерних часов или в темное время дня на проектной или  приблизительно проектной мощности.. \nАвтострада B: Все другие разделенные шоссе с полным контролем доступа.\nСкоростная автострада:  Разделенное основное шоссе для сквозного движения, с частичным контролем доступа и в основном с  развязками на основных перекрестках. Скоростные автострады для некоммерческого движения в пределах парков и парковых районов обычно называются бульварными проездами.\nГлавный: часть системы шоссе, которая служит в качестве основной сети для сквозного движения потока транспорта. Эти магистрали соединяют области генерации основного потока транспорта  и важные сельские дороги, покидающие город. \nКоллектор: Дороги, обслуживающие проезд между крупными и местными улицами. Эти улицы используются в основном для движения странспорта, в рамках жилых, коммерческих и промышленных районов. Они не служат для долгих, сквозных поездок. Коллекторные улицы могут быть использованы для движения грузовых автомобилей и автобусов, непосредственно обслуживающие прилегающие объекты. \n\nМестный: Местные улицы используются в основном для прямого доступа к жилим, коммерческим, промышленным или другим примыкающим  объектам. Они составляют большой процент от общей системы улиц, но несут небольшую нагрузку  автомобильного движения.  \n  ",null,null,null,"[SEAD street lighting tool_1.7.2_inprogress.xls]Lighting Standards'!$C$96:$M$135"]
[null,"Design Criteria  Illuminance ","Design Criteria  Illuminance ","Critères d'éclairement","Criterios de Diseño de Iluminancia","Критерии проектирования Освещенности ",null,null,null,"[SEAD street lighting tool_1.7.2_inprogress.xls]Lighting Standards'!$C$136:$M$136"]
[null,"Illuminance Criteria: The illuminance method determines the amount of light incident on the roadway surface from the roadway lighting system. Because the amount of light seen by the driver is the portion that reflects from the pavement towards the driver, and because different pavements exhibit varied reflectance characteristics, different illuminance levels are needed for each type. The illuminance criteria gives recommendations for average maintained lux for various road and area classifications depending on the pavement type used. See Table 1 for recommended illuminance values and the uniformity ration. Veiling luminance rations must also be determined to avoid a lighting system that produces disability glare.    ","Illuminance Criteria: The illuminance method determines the amount of light incident on the roadway surface from the roadway lighting system. Because the amount of light seen by the driver is the portion that reflects from the pavement towards the driver, and because different pavements exhibit varied reflectance characteristics, different illuminance levels are needed for each type. The illuminance criteria gives recommendations for average maintained lux for various road and area classifications depending on the pavement type used. See Table 1 for recommended illuminance values and the uniformity ration. Veiling luminance rations must also be determined to avoid a lighting system that produces disability glare.    ","Critères d'éclairement : La méthode par éclairement détermine le niveau d'incidence lumineuse qu'a le système d'éclairage à la surface de la route. Étant donné que la quantité de lumière perçue par le conducteur est la partie réfléchie sur la chaussée devant lui, et que les différentes chaussées présentent différentes caractéristiques de réflectance, les niveaux d'éclairement varient pour chaque type de chaussée. Les critères d'éclairement fournissent des recommandations sur le lux moyen de chaque type de route et classification de secteur, en fonction du type de revêtement. Voir les valeurs d'éclairement recommandées avec facteur d'uniformité au tableau 1. La luminance de voile doit également être calculée pour éviter que le système d'éclairage produise un éblouiissement perturbateur.   ","Criterios de Iluminancia: El método de iluminancia determina la cantidad de luz incidente sobre la superficie de la vialidad desde el sistema de iluminación vial. Debido a que la cantidad de luz vista por el conductor es la porción que se refleja desde el pavimento hacia el conductor, y por que los diferentes pavimentos  presentan variadas características de reflectancia, se necesitan diferentes niveles de iluminancia para cada tipo. Los criterios de iluminancia dan recomendaciones para el promedio mantenido de lux para  diversas vialidades y clasificaciones de áreas en función del tipo de pavimento utilizado. Ver la Tabla 1 para los valores de iluminancia recomendados y la relación de uniformidad. La relación de luminancia de deslumbramiento debe determinarse también para evitar un sistema de iluminación que produce deslumbramiento.","Критерии Освещенности: Метод освещенности определяет количество света, падающего на поверхность проезжей части от системы освещения дороги. Из за того что то количество света, которое видит водитель,  является только частью света, которая отражается от дорожного покрытия в сторону водителя, и потому что разные типы дорожного покрытия имеют  разные характеристики отражения, для каждого типа необходимо иметь различные уровни освещенности. Критерии Освещенности дают рекомендации для поддержания средего уровня люкс для различных дорог, а так же  классификации района в зависимости от типа использованного дорожного покрытия. Смотрите в Таблице 1 для рекомендуемых значений освещенности и коэффициента однородности. Также должны быть определены Коэффициенты Яркости светорассеивания, для избежания от такой системы освещения, которая производит дискомфортный блеск.",null,null,null,"[SEAD street lighting tool_1.7.2_inprogress.xls]Lighting Standards'!$C$137:$M$144"]
[null,"Luminance Criteria: The luminance method determines how \"bright\" the road is by determining the amount of light reflected from the pavement in the direction of the driver. The luminance criteria is stated in terms of pavement luminance, luminance uniformity and the disability veiling glare produced by the lighting system. See Table 2 for the recommended luminance design requirements, uniformity and the relationship between average luminance (Lavg) and the veiling luminance (Lv).    ","Luminance Criteria: The luminance method determines how \"bright\" the road is by determining the amount of light reflected from the pavement in the direction of the driver. The luminance criteria is stated in terms of pavement luminance, luminance uniformity and the disability veiling glare produced by the lighting system. See Table 2 for the recommended luminance design requirements, uniformity and the relationship between average luminance (Lavg) and the veiling luminance (Lv).    ","Critères de luminance : La méthode par luminance détermine la brillance de la route en calculant la quantité de lumière réfléchie par le revêtement vers le conducteur. Les critères de luminance sont exprimés en luminance du revêtement, en uniformité de luminance et en degré d'éblouissement par réflexion produit par le système d'éclairage. Voir les exigences en matière de luminance recommandée et d'uniformité ainsi que le rapport entre la luminance moyenne (L moyenne) et la luminance de voile (Lv) au tableau 2.    ","Criterios de luminancia: El método determina lo \"brillante\" que es la vialidad mediante la determinación de la cantidad de luz reflejada desde el pavimento en la dirección del conductor. Los criterios de luminancia se expresan en términos de luminancia del pavimento, la uniformidad de la luminancia y el resplandor (deslumbramiento) producido por el sistema de iluminación. Ver la Tabla 2 para los requisitos de diseño recomendados de luminancia, uniformidad y la relación entre la luminancia media (Lavg) y la luminancia de deslumbramiento (Lv).","Критерии яркости: Метод яркости определяется уровенем  \"яркости\" дороги путем определения количества света, отражающегося от дорожного покрытия в направлении водителя. Критерии яркости указываются в плане яркости дорожного покрытия, однородности яркости,  и дискомфортный блеск светорассеивания производимого системой освещения. Смотрите таблицу 2 для рекомендуемых требований к проектированию яркости, однородности и взаимосвязи между средней яркостью (L сред.) и яркостью светорассеивания (LV).",null,null,null,"[SEAD street lighting tool_1.7.2_inprogress.xls]Lighting Standards'!$C$145:$M$151"]
[null,"CIE Classification Definitions","CIE Classification Definitions","Classification de la CEI","Clasificación CIE - Definiciones","Определения по классификации CIE",null,null,null,"[SEAD street lighting tool_1.7.2_inprogress.xls]Lighting Standards'!$C$214:$I$214"]
[null,"Average Luminance of the Road Surface (Lav)","Average Luminance of the Road Surface (Lav)","Luminance moyenne du revêtement de la route (L moyenne)","Luminancia Promedio de la superficie de la vialidad (Lav)","Средняя яркость дорожного покрытия (Lсред.)  ",null,null,null,"[SEAD street lighting tool_1.7.2_inprogress.xls]Lighting Standards'!$C$215:$I$215"]
[null,"The values of Lav are the minimum values to be maintained throughout the life of the installation for the specified lighting class(es).  They are dependent on the light distribution of the luminaires, the luminous flux of the lamps, the geometry of the installation, and on the reflection propoerties of the road surface.  ","The values of Lav are the minimum values to be maintained throughout the life of the installation for the specified lighting class(es).  They are dependent on the light distribution of the luminaires, the luminous flux of the lamps, the geometry of the installation, and on the reflection propoerties of the road surface.  ","Valeurs moyennes de luminance qui doivent être maintenues durant toute la vie de l'aménagement pour les classes d'éclairage voulues. Elles dépendent de la distribution de la lumière des luminaires, du flux lumineux des lampes, de la géométrie de l'aménagement et des propriétés réfléchissantes du revêtement de la route.","Los valores de Lav son los valores mínimos que deben mantenerse durante toda la vida de la instalación para la(s) clase(s) especificada(s) de iluminación. Estos son dependientes de la distribución de luz de los luminarios, el flujo luminoso de las lámparas, la geometría de la instalación, y de las propiedades de reflectancia de la superficie de la vialidad.","Значения Lсред. это минимальные значения, которые будут поддерживаться на протяжении всего жизненного цикла установки для указанного класса(ов) освещения. Они зависят от распределения света светильников, светового потока лампы, геометрии установки, и от свойства отражения дорожного покрытия.",null,null,null,"[SEAD street lighting tool_1.7.2_inprogress.xls]Lighting Standards'!$C$216:$I$216"]
[null,"The calculation of the average luminance of the road surface should be carried out in accordance with CIE 140-2000.","The calculation of the average luminance of the road surface should be carried out in accordance with CIE 140-2000.","Le calcul de la luminance moyenne du revêtement de la route doit se faire conformément à la norme CIE 140-2000.","El cálculo de la luminancia promedio de la superficie de la vialidad debe llevarse a cabo de acuerdo con CIE 140-2000.","Расчет средней яркости дорожного покрытия должен осуществляться в соответствии с CIE 140-2000.",null,null,null,"[SEAD street lighting tool_1.7.2_inprogress.xls]Lighting Standards'!$C$217:$I$217"]
[null,"Overall uniformity of Road Luminance (U0) ","Overall uniformity of Road Luminance (U0) ","Uniformité totale de la luminance de la route (Uo)","Uniformidad Global de la luminancia de la vialidad (U0) ","Общая равномерность яркости дороги (U0)",null,null,null,"[SEAD street lighting tool_1.7.2_inprogress.xls]Lighting Standards'!$C$218:$I$218"]
[null,"U0 ies is the ratio of average luminance to minimum luminance, as calculated by IES and as used in the tool. The number in parentheses indicates the luminance as calculated by CIE, which is the ratio of the minimum luminance at a point to the average road surface luminance.and should be calculated according to CIE 140-2000.  ","U0 ies is the ratio of average luminance to minimum luminance, as calculated by IES and as used in the tool. The number in parentheses indicates the luminance as calculated by CIE, which is the ratio of the minimum luminance at a point to the average road surface luminance.and should be calculated according to CIE 140-2000.  ","Uo est le rapport de la luminance moyenne et de la luminance minimale, d'après le calcul de  l'IES utilisé par cet outil. La valeur entre parenthèses indique la luminance calculée par la CIE qui représente le rapport de la luminance minimale à un point de la luminance moyenne du revêtement de la route. Il doit être calculé conformément à la norme CIE 140-2000.","U0 ies es la relación de la luminancia promedio y la luminancia mínima, calculada de acuerdo a IES y utilizada en la herramienta. El número entre paréntesis indica la luminancia, calculada de acuerdo a CIE, que es la relación entre la luminancia mínima en un punto y la luminancia promedio de la vía, y que debe ser calculado de acuerdo con CIE 140-2000.","U0 ies  это соотношение средней яркости к минимальной яркости,  расчитанное по  IES используемым в этом инструменте. Число в круглых скобках указывает на яркость, рассчитанную по CIE, что является соотношением минимальной яркости в точке к средней яркости дорожного покрытия, и  рассчитывается в соответствии с CIE 140-2000.",null,null,null,"[SEAD street lighting tool_1.7.2_inprogress.xls]Lighting Standards'!$C$219:$I$219"]
[null,"Longitudinal Uniformity of Road Surface Luminance (Ul): ","Longitudinal Uniformity of Road Surface Luminance (Ul): ","Uniformité longitudinale de la luminance du revêtement de la route (Ul) :","Uniformidad Longitudinal de la luminancia de la superficia de la vialidad (Ul): ","Продольная равномерность яркости дорожной поверхности (UL):",null,null,null,"[SEAD street lighting tool_1.7.2_inprogress.xls]Lighting Standards'!$C$220:$I$220"]
[null,"Ul  ies  is the ratio of the maximum luminance to the minimum lumance, as calculated by IES and as expected by the tool. This is the inverse of the standard CIE method, which is the ratio of the minimum to the maximum luminance along a line or lines parallel to the run of the road and should be calculated in accordance with CIE 140-2000.  It is mainly a criterion relating to comfort and its purpose is to prevent the repeated pattern of high and low luminance values on a lit run of road from becoming too pronounced.  It only applies to long uninterrupted sections of road.","Ul  ies  is the ratio of the maximum luminance to the minimum lumance, as calculated by IES and as expected by the tool. This is the inverse of the standard CIE method, which is the ratio of the minimum to the maximum luminance along a line or lines parallel to the run of the road and should be calculated in accordance with CIE 140-2000.  It is mainly a criterion relating to comfort and its purpose is to prevent the repeated pattern of high and low luminance values on a lit run of road from becoming too pronounced.  It only applies to long uninterrupted sections of road.","L'uniformité longitudinale (Ul) est le rapport entre la luminance maximale et la luminance minimale, selon les calculs de l'IES qu'utilise cet outil. C'est le contraire de la méthode standard de la CIE qui est le rapport entre la luminance minimale et la luminance maximale le long de lignes parallèles à la chaussée. Elle doit être calculée conformément à la norme CIE 140-2000. Ce critère cible avant tout le confort et sert à prévenir une alternance trop marquée de luminances faibles et élevées sur les portions éclairées de la route. Cela ne s'applique qu'aux longues sections éclairées des routes.","Ul  ies  es la relación entre la luminancia máxima y la luminancia mínima, calculada de acuerdo a IES y como era esperado por la herramienta. Esta es el inverso del método de la norma CIE, que es la relación entre la mínima y la máxima luminancia a lo largo de una línea o líneas paralelas a la vía y que debe ser calculada de acuerdo con CIE 140-2000. Es un criterio que se refiere principalmente a comodidad y su finalidad es evitar que el patrón repetido de valores de luminancia alta y baja a lo largo de una vía encendida sea demasiado pronunciado. Sólo se aplica a largas secciones ininterrumpidas de vía.","Ul  ies это соотношение максимальной яркости к минимальной, расчитанное по  IES , ожидаемое от этого инструмента. Это противоположное стандартного метода CIE, что является соотношением минимальной к максимальной яркости вдоль линии или линий параллельных ходу дороги и должны быть рассчитаны в соответствии с CIE 140-2000. Это, главным образом, критерий, относящийся к комфорту, и его цель заключается в предотвращении слишком явного выражения повторяющейся модели высоких и низких значений яркости на освещенном участке дороги. Это относится только к длинным непрерывным участкам дороги.",null,null,null,"[SEAD street lighting tool_1.7.2_inprogress.xls]Lighting Standards'!$C$221:$I$221"]
[null,"Threshold Increment TI (fTI)","Threshold Increment TI (fTI)","Augmentation limite I (fTI)","Umbral de Incremento UI (fTI)","Порог приращения TI (FTI) ",null,null,null,"[SEAD street lighting tool_1.7.2_inprogress.xls]Lighting Standards'!$C$222:$I$222"]
[null,"TI is a measure of the loss of visibility caused by the disability glare from the road lighting luminaires.  The formula from which it is calculated is given in CIE 140-2000.","TI is a measure of the loss of visibility caused by the disability glare from the road lighting luminaires.  The formula from which it is calculated is given in CIE 140-2000.","TI est une mesure de perte de visibilité causée par l'éblouissement perturbateur des luminaires de la route. La formule de ce calcul figure dans la norme CIE 140-2000.","UI es una medida de la pérdida de visibilidad causada por el deslumbramiento de los luminarios en el sistema de iluminación vial. La fórmula para su cálculo está dada en CIE 140-2000.","TI является мерой потери видимости, вызванной дискомфортным блеском от дорожных светильников. Формула, при помощи которого это рассчитано приводится в CIE 140-2000.",null,null,null,"[SEAD street lighting tool_1.7.2_inprogress.xls]Lighting Standards'!$C$223:$I$223"]
[null,"Surround Ratio SR (Rs)","Surround Ratio SR (Rs)","Rapport périphérique SR (Rs)","Relación de entorno (Rs)","Коэффициент окружения SR (Rs)",null,null,null,"[SEAD street lighting tool_1.7.2_inprogress.xls]Lighting Standards'!$C$224:$I$224"]
[null,"The function of the surround ratio is to ensure that light direct on the surrounds is sufficient for the objects to be revealed.  In situations where lighting is already provided on the surroundes the use of surround ratio is rendered unnecessary.  ","The function of the surround ratio is to ensure that light direct on the surrounds is sufficient for the objects to be revealed.  In situations where lighting is already provided on the surroundes the use of surround ratio is rendered unnecessary.  ","Le rapport périphérique permet de vérifier si l'éclairage des objets périphérique permet de les distinguer. Si ces objets sont déjà éclairés par une autre source, il n'est pas nécessaire de calculer ce rapport.","La función de la relación de entorno es asegurar que la luz directa en los alrededores es suficiente para revelar los objetos. En situaciones donde la iluminación es proporcionada en los alrededores, el uso de la relación de entorno es innecesaria.","Функция Коэффициента окружения  предназначена для того, чтобы убедиться, что направиление света на окружение достаточно для обеспечения необходимого выявления объектов. В ситуациях, когда окружение уже обеспечено освещением,  использование Коэффициента окружения  является излишним.  ",null,null,null,"[SEAD street lighting tool_1.7.2_inprogress.xls]Lighting Standards'!$C$225:$I$225"]
[null,"Surround ratio is defined in CIE 140-2000.","Surround ratio is defined in CIE 140-2000.","Le rapport périphérique est défini dans la norme CIE 140-2000.","La relación de entorno está definida en CIE 140-2000.","Коэффициент окружения  определяется в CIE 140-2000.",null,null,null,"[SEAD street lighting tool_1.7.2_inprogress.xls]Lighting Standards'!$C$226:$I$226"]
[null,"Fixtures","Fixtures","Luminaires","Luminarios","Светильники",null,null,null,"[SEAD street lighting tool_1.7.2_inprogress.xls]Fixtures'!$C$1"]
[null,"Indicate which fixtures to run with an X in the 'Include?' column below",{"$f":"\"Indicate which fixtures to run with an X in the '\"&C231&\"' column below\"","v":"Indicate which fixtures to run with an X in the 'Include?' column below"},"Cochez d'un x la case des luminaires à comparer","Señale cuales luminarios correr con una X ","В колонке \"Включить\" знаком X укажите, какие светильники должны быть включены в расчет",null,null,null,"[SEAD street lighting tool_1.7.2_inprogress.xls]Fixtures'!$B$34"]
[null,"Comments","Comments","Commentaires","Comentarios","Комментарии",null,null,null,"[SEAD street lighting tool_1.7.2_inprogress.xls]Fixtures'!$E$21",null,"[SEAD street lighting tool_1.7.2_inprogress.xls]Fixtures'!$I$36"]
[null,"Distribution Type","Distribution Type","Type de distribution","Tipo de Distribución","Тип распределения",null,null,null,"[SEAD street lighting tool_1.7.2_inprogress.xls]Fixtures'!$E$20",null,"[SEAD street lighting tool_1.7.2_inprogress.xls]Fixtures'!$H$36"]
[null,"Fixture Data Row","Fixture Data Row","Rangée de données sur les luminaires","Fila de Datos de luminario","Строка данных Светильника",null,null,null,"[SEAD street lighting tool_1.7.2_inprogress.xls]Fixtures'!$D$36"]
[null,"Include?","Include?","Ajouter ?","Incluir?","Включить?",null,null,null,"[SEAD street lighting tool_1.7.2_inprogress.xls]Fixtures'!$B$36"]
[null,"Lamp Lumen Depreciation","Lamp Lumen Depreciation","Dépréciation du flux lumineux de lampe","Depreciación de lúmenes de la lámpara","Снижение светового потока  лампы",null,null,null,"[SEAD street lighting tool_1.7.2_inprogress.xls]Fixtures'!$P$36"]
[null,"Manufacturer","Manufacturer","Manufacturier","Fabricante","Производитель ",null,null,null,"[SEAD street lighting tool_1.7.2_inprogress.xls]Fixtures'!$E$17",null,"[SEAD street lighting tool_1.7.2_inprogress.xls]Fixtures'!$E$36"]
[null,"Model #","Model #","Numéro de modèle","Modelo No.","Модель # ",null,null,null,"[SEAD street lighting tool_1.7.2_inprogress.xls]Fixtures'!$E$19",null,"[SEAD street lighting tool_1.7.2_inprogress.xls]Fixtures'!$G$36"]
[null,"Defaults fixture prices are in dollars, but may be edited to match your currency","Defaults fixture prices are in dollars, but may be edited to match your currency","Les prix des luminaires sont en dollars par défaut. Vous pouvez modifier la devise.","Los precios predeterminados de los luminarios están en dólares, pero pueden ser editados para ajustarse a su moneda","Цены светильника по умолчанию указаны в долларах США, но могут быть отредактированы, чтобы соответствовать вашей валюте.",null,null,null,"[SEAD street lighting tool_1.7.2_inprogress.xls]Fixtures'!$K$34"]
[null,"Baseline","Baseline","De base (référence)","Línea base","Базовый",null,null,"\r\ntBaseline","[SEAD street lighting tool_1.7.2_inprogress.xls]Costs'!$A$17",null,"[SEAD street lighting tool_1.7.2_inprogress.xls]Confirmation'!$C$21"]
[null,"Average","Average","Moyenne","Promedio","Средний",null,null,null,"[SEAD street lighting tool_1.7.2_inprogress.xls]MResults'!$H$2",null,"[SEAD street lighting tool_1.7.2_inprogress.xls]Examples'!$P$65","[SEAD street lighting tool_1.7.2_inprogress.xls]MResults'!$Q$2","[SEAD street lighting tool_1.7.2_inprogress.xls]Examples'!$W$65"]
[null,"Illuminance","Illuminance","Éclairement","Iluminancia","Освещенность",null,null,null,"[SEAD street lighting tool_1.7.2_inprogress.xls]MResults'!$H$1"]
[null,"Luminance","Luminance","Luminance","Luminancia","Яркость",null,null,null,"[SEAD street lighting tool_1.7.2_inprogress.xls]MResults'!$Q$1"]
[null,"Uniformity","Uniformity","Uniformité","Uniformidad","Однородность",null,null,null,"[SEAD street lighting tool_1.7.2_inprogress.xls]MResults'!$K$2",null,"[SEAD street lighting tool_1.7.2_inprogress.xls]Examples'!$S$65","[SEAD street lighting tool_1.7.2_inprogress.xls]Examples'!$Z$65"]
[null,"Baseline","Baseline","De base (référence)","Línea base","Базовый",null,null,null,"[SEAD street lighting tool_1.7.2_inprogress.xls]Road Geometry'!$C$8"]
[null,"RESULTS","RESULTS","RÉSULTATS","RESULTADOS","РЕЗУЛЬТАТЫ",null,null,"\r\ntResults"]
[null,"$/kilometer/yr","$/kilometer/yr","$/kilomètre/année","$/kilómetro/año","$ / км / год",null,null,null,"[SEAD street lighting tool_1.7.2_inprogress.xls]Examples'!$I$65"]
[null,"Full NPV costs","Full NPV costs","Coûts complets de VAN","Costos totales VPN","Полные затраты NPV",null,null,null,"[SEAD street lighting tool_1.7.2_inprogress.xls]Examples'!$M$65"]
[null,"Graph Data - Alignment","Graph Data - Alignment","Données graphiques - alignement","Datos de gráfico - Alineación","Графики - Выравнивание",null,null,null,"[SEAD street lighting tool_1.7.2_inprogress.xls]Examples'!$A$65"]
[null,"Installation $/km","Installation $/km","Coût d'installation /km","Instalación $/km","Установка $ / км",null,null,null,"[SEAD street lighting tool_1.7.2_inprogress.xls]Examples'!$J$65"]
[null,"kWh/kilometer/yr","kWh/kilometer/yr","kWh/kilomètre/année","kWh/kilómetro/año","кВт / км / год",null,null,null,"[SEAD street lighting tool_1.7.2_inprogress.xls]MResults'!$G$2",null,"[SEAD street lighting tool_1.7.2_inprogress.xls]Examples'!$G$65","[SEAD street lighting tool_1.7.2_inprogress.xls]FixtureData'!$J$17"]
[null,"Max","Max","Max.","Máx","Макс.",null,null,null,"[SEAD street lighting tool_1.7.2_inprogress.xls]MResults'!$J$2",null,"[SEAD street lighting tool_1.7.2_inprogress.xls]Examples'!$R$65","[SEAD street lighting tool_1.7.2_inprogress.xls]MResults'!$S$2","[SEAD street lighting tool_1.7.2_inprogress.xls]Examples'!$Y$65"]
[null,"NPV Energy Cost $/km","NPV Energy Cost $/km","Coût énergétique de la VAN /km","Costo de energía VPN $/km","Стоимость NPV энергии $ / км",null,null,null,"[SEAD street lighting tool_1.7.2_inprogress.xls]Examples'!$K$65"]
[null,"NPV Maintenance Cost ($/km)","NPV Maintenance Cost ($/km)","Coûts d'entretien de la VAN ($/km)","Costo de mantenimiento VPN ($/km)","Стоимость NPV обслуживания ($ / км)",null,null,null,"[SEAD street lighting tool_1.7.2_inprogress.xls]Examples'!$L$65"]
[null,"Target - Avg Illuminance","Target - Avg Illuminance","Cible - éclairage moyen","Objetivo - Ill Promedio","Цель - Средняя освещенность",null,null,null,"[SEAD street lighting tool_1.7.2_inprogress.xls]MResults'!$L$2",null,"[SEAD street lighting tool_1.7.2_inprogress.xls]Examples'!$N$65"]
[null,"Target - Min Illuminance","Target - Min Illuminance","Cible - éclairage minimal","Objetivo - Ill Mín","Цель – Мин. Освещенность",null,null,null,"[SEAD street lighting tool_1.7.2_inprogress.xls]Examples'!$O$65"]
[null,"$/fixture","$/fixture","$/luminaire","$/luminario","$ / светильник",null,null,null,"[SEAD street lighting tool_1.7.2_inprogress.xls]Examples'!$H$65"]
[null,"Annual Energy","Annual Energy","Énergie annuelle","Energía Anual","Годовое потребление электрической энергии  ",null,null,null,"[SEAD street lighting tool_1.7.2_inprogress.xls]MResults'!$F$1"]
[null,"kWh/fixture","kWh/fixture","kWh/luminaire","kWh/luminario","кВтчс / светильник",null,null,null,"[SEAD street lighting tool_1.7.2_inprogress.xls]MResults'!$F$2",null,"[SEAD street lighting tool_1.7.2_inprogress.xls]Examples'!$F$65","[SEAD street lighting tool_1.7.2_inprogress.xls]FixtureData'!$I$17"]
[null,"Min","Min","Min.","Mín","Мин.",null,null,null,"[SEAD street lighting tool_1.7.2_inprogress.xls]MResults'!$I$2",null,"[SEAD street lighting tool_1.7.2_inprogress.xls]Examples'!$Q$65","[SEAD street lighting tool_1.7.2_inprogress.xls]MResults'!$R$2","[SEAD street lighting tool_1.7.2_inprogress.xls]Examples'!$X$65"]
[null,"Discount Rate","Discount Rate","Taux d'escompte","Tasa de descuento","Дисконтная ставка",null,null,null,"[SEAD street lighting tool_1.7.2_inprogress.xls]Costs'!$B$11",null,"[SEAD street lighting tool_1.7.2_inprogress.xls]Examples'!$B$59"]
[null,"Pole installation cost\n(labor + materials)","Pole installation cost\n(labor + materials)","Coût d'installation de poteau (matériel et main-d'œuvre)","Costo de instalación del poste (material + mano de obra)","Стоимость установки столба (работа + материалы)",null,null,null,"[SEAD street lighting tool_1.7.2_inprogress.xls]Examples'!$B$55"]
[null,"Description:","Description:","Description :","Descripción:","Описание:",null,null,null,"[SEAD street lighting tool_1.7.2_inprogress.xls]Road Geometry'!$B$8"]
[null,"Lane Width","Lane Width","Largeur de la voie","Ancho de carril","Ширина полосы ",null,null,null,"[SEAD street lighting tool_1.7.2_inprogress.xls]Road Geometry'!$B$11",null,"[SEAD street lighting tool_1.7.2_inprogress.xls]Examples'!$B$17","[SEAD street lighting tool_1.7.2_inprogress.xls]Examples'!$B$27","[SEAD street lighting tool_1.7.2_inprogress.xls]Examples'!$AJ$65","[SEAD street lighting tool_1.7.2_inprogress.xls]MResults'!$BV$2"]
[null,"Light Geometry:","Light Geometry:","Géométrie de la lumière","Geometría de la luz:","Геометрия Света: ",null,null,null,"[SEAD street lighting tool_1.7.2_inprogress.xls]Road Geometry'!$B$15",null,"[SEAD street lighting tool_1.7.2_inprogress.xls]Examples'!$B$31"]
[null,"Number of Points in Grid","Number of Points in Grid","Nombre de points sur la grille","Número de puntos en la cuadrícula","Количество точек в сетке",null,null,null,"[SEAD street lighting tool_1.7.2_inprogress.xls]Examples'!$B$38",null,"[SEAD street lighting tool_1.7.2_inprogress.xls]Examples'!$AR$65","[SEAD street lighting tool_1.7.2_inprogress.xls]MResults'!$CD$2"]
[null,"Pole Spacing","Pole Spacing","Espacement des poteaux","Distancia interpostal","Расстояние межды столбами  ",null,null,null,"[SEAD street lighting tool_1.7.2_inprogress.xls]Examples'!$B$18",null,"[SEAD street lighting tool_1.7.2_inprogress.xls]Road Geometry'!$B$18","[SEAD street lighting tool_1.7.2_inprogress.xls]Examples'!$B$34","[SEAD street lighting tool_1.7.2_inprogress.xls]Examples'!$AO$65","[SEAD street lighting tool_1.7.2_inprogress.xls]MResults'!$CA$2"]
[null,"Uniformity Ratio (Iavg/Imin)","Uniformity Ratio (Iavg/Imin)","Rapport d'uniformité (I moyen / I minimal)","Relación de Uniformidad (Iavg/Imin)","Коэффициент однородности (I сред./I мин.)",null,null,null,"[SEAD street lighting tool_1.7.2_inprogress.xls]Illuminance Calcs'!$B$7",null,"[SEAD street lighting tool_1.7.2_inprogress.xls]Examples'!$B$42","[SEAD street lighting tool_1.7.2_inprogress.xls]Lighting Standards'!$C$13"]
[null,"Uniformity Ratio (Imin/Iavg)","Uniformity Ratio (Imin/Iavg)","Rapport d'uniformité (I minimal/ I moyen)","Relación de Uniformidad (Imin/Ipromedio)","Коэффициент однородности (I мин./I стед.)",null,null,null,"[SEAD street lighting tool_1.7.2_inprogress.xls]Lighting Standards'!$G$13"]
[null,"Uniformity Ratio (IES - lavg/lmin; CIE - lmin/lavg)","Uniformity Ratio (IES - lavg/lmin; CIE - lmin/lavg)","Rapport d'uniformité (IES - lavg/lmin; CIE - lmin/lavg)","Relación de Uniformidad (IES - lavg/lmin; CIE - lmin/lavg)","Коэффициент однородности (IES - I сред./I мин.; CIE - I мин./I стед.)",null,null,null,"[SEAD street lighting tool_1.7.2_inprogress.xls]Luminance Calcs'!$B$7"]
[null,{"$f":"INDEX(C267:G267,MATCH($B$11,$C$11:$G$11,0))","v":"Average Illuminance"},"Average Illuminance","Éclairement moyen","Iluminancia promedio","Средняя освещенность",null,null,null,"[SEAD street lighting tool_1.7.2_inprogress.xls]Illuminance Calcs'!$B$4"]
[null,"Minimum Illuminance","Minimum Illuminance","Éclairement minimal","Iluminancia mínima","Минимальная освещенность ",null,null,null,"[SEAD street lighting tool_1.7.2_inprogress.xls]Illuminance Calcs'!$B$5"]
[null,"Maximum Illuminance","Maximum Illuminance","Éclairement maximal","Iluminancia máxima","Максимальная освещенность ",null,null,null,"[SEAD street lighting tool_1.7.2_inprogress.xls]Illuminance Calcs'!$B$6"]
[null,"Average Luminance","Average Luminance","Luminance moyenne","Luminancia promedio","Средняя яркость ",null,null,null,"[SEAD street lighting tool_1.7.2_inprogress.xls]Luminance Calcs'!$B$4"]
[null,"Minimum Luminance","Minimum Luminance","Luminance minimale","Luminancia mínima","Минимальная яркость ",null,null,null,"[SEAD street lighting tool_1.7.2_inprogress.xls]Luminance Calcs'!$B$5"]
[null,"Maximum Luminance","Maximum Luminance","Luminance maximale","Luminancia máxima","Максимальная яркость ",null,null,null,"[SEAD street lighting tool_1.7.2_inprogress.xls]Luminance Calcs'!$B$6"]
[null,"Uniformity Ratio (Imax/Imin)","Uniformity Ratio (Imax/Imin)","Rapport d'uniformité (I maximale / I minimale)","Relación de Uniformidad (Iavg/Imin)","Коэффициент однородности (I макс./I мин.)",null,null,null,"[SEAD street lighting tool_1.7.2_inprogress.xls]Luminance Calcs'!$B$8"]
[null,"HPS default lamp lumen depreciation","HPS default lamp lumen depreciation","Dépréciation du flux lumineux de lampe SHP par défaut","SAP depreciación de lúmenes de la lámpara predeterminada","Снижение светового потока HPS по умолчанию ",null,null,null,"[SEAD street lighting tool_1.7.2_inprogress.xls]Assumptions'!$B$20"]
[null,"HPS default life (hours)","HPS default life (hours)","Durée de vie de lampe SHP par défaut (heures)","SAP vida útil predeterminada (horas)","Срок службы HPS по умолчанию (часов) ",null,null,null,"[SEAD street lighting tool_1.7.2_inprogress.xls]Assumptions'!$B$36"]
[null,"LED default lamp lumen depreciation","LED default lamp lumen depreciation","Dépréciation de flux lumineux de lampe DEL par défaut","LED depreciación de lúmenes de la lámpara predeterminada","Снижение светового потока  LED по умолчанию ",null,null,null,"[SEAD street lighting tool_1.7.2_inprogress.xls]Assumptions'!$B$19"]
[null,"LED Default life (hours)","LED Default life (hours)","Durée de vie de lampe DEL par défaut (heures)","LED vida útil predeterminada (horas)","Спок службы  LED  по умолчанию (часов) ",null,null,null,"[SEAD street lighting tool_1.7.2_inprogress.xls]Assumptions'!$B$35"]
[null,"MH default lamp lumen depreciation","MH default lamp lumen depreciation","Dépréciation du flux lumineux de lampe HM par défaut","AM depreciación de lúmenes de la lámpara predeterminada","Снижение светового потока  MH по умолчанию",null,null,null,"[SEAD street lighting tool_1.7.2_inprogress.xls]Assumptions'!$B$21"]
[null,"MH default life (hours)","MH default life (hours)","Durée de vie de lampe HM par défaut (heures)","AM vida útil predeterminada (horas)","Срок службы  MH  по умолчанию (часов) ",null,null,null,"[SEAD street lighting tool_1.7.2_inprogress.xls]Assumptions'!$B$37"]
[null,"Notes","Notes","Notes","Notas","Примечания",null,null,null,"[SEAD street lighting tool_1.7.2_inprogress.xls]Assumptions'!$D$34"]
[null,"Value","Value","Valeur","Valor","Значение ",null,null,null,"[SEAD street lighting tool_1.7.2_inprogress.xls]Assumptions'!$C$34"]
[null,"Variable","Variable","Variable","Variable","Переменная ",null,null,null,"[SEAD street lighting tool_1.7.2_inprogress.xls]Assumptions'!$B$34"]
[null,"EXAMPLES","EXAMPLES","EXEMPLES","EJEMPLOS","Примеры ",null,null,null,"[SEAD street lighting tool_1.7.2_inprogress.xls]Examples'!$B$3"]
[null,"SEAD Procurement Tool for Energy Efficient Street Lighting","SEAD Procurement Tool for Energy Efficient Street Lighting","Outil SEAD pour l'achat de système d'éclairage éconergétique des voies publiques","Herramienta SEAD para sistemas de iluminación en vialidades","SEAD Инструмент закупок для энергоэффективного уличного освещения ",null,null,null,"[SEAD street lighting tool_1.7.2_inprogress.xls]Start'!$B$8:$N$8"]
[null,"Before you get started, please take some time to read the instructions located on the navigation worksheet .","Before you get started, please take some time to read the instructions located on the navigation worksheet .","Avant de commencer, prenez le temps de lire les instructions de la feuille de navigation.","Antes de comenzar, por favor tome un momento para leer las instrucciones que se encuentran en la hoja de navegación.","Прежде чем начать, пожалуйста, найдите время, чтобы прочитать инструкцию, расположенную на закладке navigation ",null,null,null,"[SEAD street lighting tool_1.7.2_inprogress.xls]Start'!$B$10:$N$10"]
[null,"Table 2: IESNA Luminance Method - Recommended Values","Table 2: IESNA Luminance Method - Recommended Values","Tableau 2 : Méthode par luminance de l'IESNA - Valeurs recommandées","Tabla 2: Métodos de Iluminación IESNA - Valores Recomendados","Таблица 2: IESNA Метод Яркости  - Рекомендуемые значения ",null,null,null,"[SEAD street lighting tool_1.7.2_inprogress.xls]Lighting Standards'!$C$75:$N$75"]
[null,"Medium","Medium","Moyen ","Medio","Средний ",null,null,null,"[SEAD street lighting tool_1.7.2_inprogress.xls]Lighting Standards'!$E$63:$F$63",null,"[SEAD street lighting tool_1.7.2_inprogress.xls]Lighting Standards'!$E$66:$F$66","[SEAD street lighting tool_1.7.2_inprogress.xls]Lighting Standards'!$E$69:$F$69","[SEAD street lighting tool_1.7.2_inprogress.xls]Lighting Standards'!$E$72:$F$72","[SEAD street lighting tool_1.7.2_inprogress.xls]Lighting Standards'!$E$84:$F$84","[SEAD street lighting tool_1.7.2_inprogress.xls]Lighting Standards'!$E$87:$F$87","[SEAD street lighting tool_1.7.2_inprogress.xls]Lighting Standards'!$E$90:$F$90","[SEAD street lighting tool_1.7.2_inprogress.xls]Lighting Standards'!$E$93:$F$93"]
[null,"Results:","Results:","Résultats :","Resultados:","Результаты: ",null,null,null,"[SEAD street lighting tool_1.7.2_inprogress.xls]Examples'!$A$63"]
[null,"Class","Class","Classe","Clase","Класс ",null,null,null,"[SEAD street lighting tool_1.7.2_inprogress.xls]Lighting Standards'!$H$198"]
[null,"Sum of Weighting Values (Vws)","Sum of Weighting Values (Vws)","Somme des valeurs de pondération (Vws)","Suma de valores de ponderación (Vws)","Итог взвешенных значений (Vws) ",null,null,null,"[SEAD street lighting tool_1.7.2_inprogress.xls]Lighting Standards'!$H$194:$H$197"]
[null,"Meets Illuminance?","Meets Illuminance?","Éclairement respectée?","Cumple con la Iluminancia?","Соответствует Освещенностьи? ",null,null,null,"[SEAD street lighting tool_1.7.2_inprogress.xls]MResults'!$P$2",null,"[SEAD street lighting tool_1.7.2_inprogress.xls]Examples'!$T$65"]
[null,"Target - Average Luminance","Target - Average Luminance","Cible - luminance moyenne","Objetivo - Lum Promedio","Цель - Средняя яркость ",null,null,null,"[SEAD street lighting tool_1.7.2_inprogress.xls]Examples'!$U$65",null,"[SEAD street lighting tool_1.7.2_inprogress.xls]MResults'!$V$2"]
[null,"Target - Uniformity (average/minimum)","Target - Uniformity (average/minimum)","Cible - Uniformité (moyenne/minimum)","Objetivo - Uniformidad (promedio/mínima)","Цель - Однородность (средний / минимальный)",null,null,null,"[SEAD street lighting tool_1.7.2_inprogress.xls]Illuminance'!$K$3",null,"[SEAD street lighting tool_1.7.2_inprogress.xls]MResults'!$M$2","[SEAD street lighting tool_1.7.2_inprogress.xls]Examples'!$V$65","[SEAD street lighting tool_1.7.2_inprogress.xls]MResults'!$W$2"]
[null,"Target - Uniformity (maximum/minimum)","Target - Uniformity (maximum/minimum)","Cible - Uniformité (maximum/minimum)","Objetivo - Uniformidad (máxima/mínima)","Цель - Однородность (максимальный/ минимальный) ",null,null,null,"[SEAD street lighting tool_1.7.2_inprogress.xls]MResults'!$X$2"]
[null,"Meets Ill. Criteria","Meets Ill. Criteria","Respecte les critères d'éclairement","Cumple Criterios de Illuminancia","Не соответствует Ill. Критерии ",null,null,null,"[SEAD street lighting tool_1.7.2_inprogress.xls]Examples'!$AB$65",null,"[SEAD street lighting tool_1.7.2_inprogress.xls]Examples'!$AD$65"]
[null,"Fails Ill. Criteria","Fails Ill. Criteria","Ne respecte pas les critères d'éclairement","No cumple Criterios de Illuminancia","Не соответствует Ill. Критерии ",null,null,null,"[SEAD street lighting tool_1.7.2_inprogress.xls]Examples'!$AC$65",null,"[SEAD street lighting tool_1.7.2_inprogress.xls]Examples'!$AE$65"]
[null,"Pole Setback","Pole Setback","Poteau en retrait","Reajuste del poste","Отступ столба",null,null,null,"[SEAD street lighting tool_1.7.2_inprogress.xls]Road Geometry'!$B$19",null,"[SEAD street lighting tool_1.7.2_inprogress.xls]Examples'!$B$35","[SEAD street lighting tool_1.7.2_inprogress.xls]Examples'!$AP$65","[SEAD street lighting tool_1.7.2_inprogress.xls]MResults'!$CB$2"]
[null,"Enter a short name for this group of results","Enter a short name for this group of results","Entrez un nom court pour ce groupe de résultats","Escriba un nombre corto para este grupo de resultados","Введите краткое имя для этой группы результатов ",null,null,"\r\nGroupPromptName\r\nhorizdegrees"]
[null,"New Group","New Group","Nouveau groupe","Nuevo Grupo","Новая группа ",null,null,"\r\nGroupDefaultName"]
[null,"Group Name","Group Name","Nom du groupe","Nombre de Grupo","Название группы ",null,null,"\r\nGroupNameHeader"]
[null,{"$f":"INDEX(C301:G301,MATCH($B$11,$C$11:$G$11,0))","v":"Custom fixture data may be added to the library of fixtures. You will first need to download the relevant IES data from the manufacturer. To continue, press ok\""},"Custom fixture data may be added to the library of fixtures. You will first need to download the relevant IES data from the manufacturer. To continue, press ok\"","Vous pouvez ajouter des données personnalisées à votre banque de luminaires. Pour ce faire, téléchargez d'abord les données IES pertinentes du fabricant, puis cliquez sur OK.","Datos de luminarios personalizados pueden ser agregados a la biblioteca de luminarios. En primer lugar, tendrá que descargar los datos relevantes del archivo IES del fabricante. Para continuar, pulse ok \"","Пользовательские данные светильника могут быть добавлены в библиотеку светильников. Сначала вам нужно загрузить соответствующие данные IES от производителя. Чтобы продолжить, нажмите кнопку ОК \"",null,null,"\r\nISOPrompt"]
[null,"Enter the Fixture Reference Name","Enter the Fixture Reference Name","Entrez le nom de référence du luminaire","Escriba el nombre de referencia del luminario","Введите кодовое название Светильника ",null,null,"\r\nISOFixturePrompt"]
[null,"Fixture Reference Name","Fixture Reference Name","Nom de référence du luminaire","Nombre de Referencia del Luminario","Кодовое название Светильника ",null,null,"\r\nISOFixtureTitle"]
[null,"New Fixture Name","New Fixture Name","Nouveau nom de luminaire","Nombre de Nuevo Luminario","Название Нового Светильника ",null,null,"\r\nISOFixtureDefault"]
[null,"Enter the Fixture Type","Enter the Fixture Type","Entrez le type de luminaire","Escriba el Tipo de Luminario","Введите тип Светильника ",null,null,"\r\nISOTypeDefault"]
[null,"Fixture Type","Fixture Type","Type de luminaire","Tipo de Luminario","Тип Светильника ",null,null,"\r\nISOTypeTitle"]
[null,"Fixture type must be LED or HPS - please try again","Fixture type must be LED or HPS - please try again","Le type de luminaire doit être SHP ou DEL. Veuillez essayer de nouveau","El tipo de luminario debe ser LED o SAP - por favor intente de nuevo","Тип Светильника должен быть LED или HPS - попробуйте еще раз ",null,null,"\r\nISOFixtureError"]
[null,"Can't add fixture, the IES file has too many vertical angles for this tool format. If you are running Excel 2007 or later, save the file as a .xlsx or .xlsm file and rerun the tool. Excel 2003 and earlier cannot accommodate this IES file. ","Can't add fixture, the IES file has too many vertical angles for this tool format. If you are running Excel 2007 or later, save the file as a .xlsx or .xlsm file and rerun the tool. Excel 2003 and earlier cannot accommodate this IES file. ","Impossible d'ajouter le luminaire, car le fichier IES comporte trop d'angles verticaux pour le format de cet outil. Si vous utilisez Excel 2007 ou une version ultérieure, enregistrez le fichier en tant que fichier .xlsx ou .xlsm et exécutez l'outil à nouveau. Excel 2003 et les versions antérieures ne prennent pas en charge ce fichier IES. ","No se puede añadir luminario, el archivo IES tiene demasiados ángulos verticales para el formato de esta herramienta. Si utiliza Excel 2007 o posterior, guarde el archivo como un .xlsx o .xlsm y corra la herramienta de nuevo. Excel 2003 y versiones anteriores no pueden utilizar este archivo IES.","Не можете добавить Светильник, файл IES имеет слишком много вертикальных углов для этого формата инструмента. Если вы работаете в Excel 2007 или более поздней версии, сохраните файл как .xlsx или .xlsm файл и перезапустите инструмент. Excel 2003 и более ранние варианты не могут вместить этот IES файл. ",null,null,"\r\nISOAngleError"]
[null,"Do you want to clear the saved results before adding new ones?","Do you want to clear the saved results before adding new ones?","Voulez-vous effacer les résultats enregistrés avant d'en ajouter d'autres?","¿Desea borrar los resultados guardados antes de añadir otros nuevos?","Вы хотите стереть сохраненные результаты, прежде чем добавлять новые? ",null,null,"\r\nDeletePrompt2"]
[null,"1) Select fixture data to remove from the tool:","1) Select fixture data to remove from the tool:","1) Sélectionner les données de luminaires à retirer de l'outil :","1) Seleccione los datos del luminario a remover de la herramienta:","1) Выберите данные светильника для удаления из инструмента:",null,null,null,"[SEAD street lighting tool_1.7.2_inprogress.xls]Delete IES'!$B$3"]
[null,"Selected File:","Selected File:","Dossier sélectionné :","Archivo seleccionado:","Выбранный файл: ",null,null,null,"[SEAD street lighting tool_1.7.2_inprogress.xls]Delete IES'!$B$20"]
[null,"2) Confirm deletion (cannot be undone)","2) Confirm deletion (cannot be undone)","2) Confirmer la suppression (action irréversible)","2) Confirmar eliminar (no se puede deshacer)","2) Подтвердите удаление (не может быть отменено) ",null,null,null,"[SEAD street lighting tool_1.7.2_inprogress.xls]Delete IES'!$B$22"]
[null,"Have comments or feedback? Send an email to sltoolkit@superefficient.org","Have comments or feedback? Send an email to sltoolkit@superefficient.org","Avez-vous des commentaires ou désirez-vous fournir de la rétroaction? Envoyez un courriel à l'adresse sltoolkit@superefficient.org.","Comentarios? Envíe un correo electrónico a sltoolkit@superefficient.org","Есть комментарии или вопросы? Отправьте сообщние по эл.почте  sltoolkit@superefficient.org",null,null,null,"[SEAD street lighting tool_1.7.2_inprogress.xls]Start'!$B$25"]
[null,"This tool and accompanying street lighting technology profile are available at www.superefficient.org","This tool and accompanying street lighting technology profile are available at www.superefficient.org","Cet outil et le profil des technologies d'éclairage des voies publiques sont disponibles sur le site Web www.superefficient.org (disponible en anglais seulement)","Esta herramienta y el perfil tecnológico de iluminación en vialidades están disponibles en www.superefficient.org","Этот инструмент и сопровождающий профиль уличной светотехники доступны на www.superefficient.org ",null,null,null,"[SEAD street lighting tool_1.7.2_inprogress.xls]Start'!$B$26:$N$26"]
[null,"Provide the full path of where the file is located on your computer, including the filename.ies","Provide the full path of where the file is located on your computer, including the filename.ies","Fournissez le chemin d'accès complet au fichier, incluant le nom de fichier .ies ","Proporcionar la ruta completa donde se encuentra el archivo en su computadora, incluyendo el nombre del archivo.ies","Предоставте полный путь о местонахождение файла на вашем компьютере, в том числе filename.ies",null,null,null,"[SEAD street lighting tool_1.7.2_inprogress.xls]Add IES Files'!$A$16"]
[null,"Enter a unique name you can use to identify the fixture","Enter a unique name you can use to identify the fixture","Saisissez un nom unique qui vous permettra d'identifier le luminaire","Escriba un nombre único que puede utilizar para identificar el luminario","Введите уникальное имя, которое можно использовать для идентификации светильника ",null,null,null,"[SEAD street lighting tool_1.7.2_inprogress.xls]Add IES Files'!$B$16"]
[null,"Enter the fixture type","Enter the fixture type","Entrez le type de luminaire","Introduzca el tipo de luminario","Введите тип светильника  ",null,null,null,"[SEAD street lighting tool_1.7.2_inprogress.xls]Add IES Files'!$C$16"]
[null,"Filepath","Filepath","Chemin d'accès","La ruta del archivo","Задающее местоположение файла",null,null,null,"[SEAD street lighting tool_1.7.2_inprogress.xls]Add IES Files'!$A$19"]
[null,"Fixture Reference Name","Fixture Reference Name","Nom de référence du luminaire","Nombre de referencia del luminario","Кодовое название Светильника",null,null,null,"[SEAD street lighting tool_1.7.2_inprogress.xls]Add IES Files'!$B$19"]
[null,"Fixture Type (HPS, MH or LED)","Fixture Type (HPS, MH or LED)","Type de luminaire (lampes à vapeur de sodium à haute pression - ecrire HPS, lampes aux halogénures métalliques - ecrire MH, ou DEL - ecrire LED) ","Tipo de luminario (SAP, AM o LED)","Тип Светильника (HPS, MH или LED) ",null,null,null,"[SEAD street lighting tool_1.7.2_inprogress.xls]Add IES Files'!$C$19"]
[null,"Use this sheet to load IES files","Use this sheet to load IES files","Utilisez cette feuille pour charger fichiers IES","Utilice esta hoja para cargar archivos IES","Используйте этот лист гля загрузки  IES файлов",null,null,null,"[SEAD street lighting tool_1.7.2_inprogress.xls]Add IES Files'!$A$1"]
[null,"Baseline","Baseline","De base (référence)","Línea base (referencia)","Базовый ",null,null,"\r\nBaselineTranslation"]
[null,"Installation Cost ($/fixture)","Installation Cost ($/fixture)","Coût d'installation ($/luminaire)","Costo de instalación ($/luminario)","Стоимость Установка ($ / светильник) ",null,null,null,"[SEAD street lighting tool_1.7.2_inprogress.xls]Info'!$A$75",null,"[SEAD street lighting tool_1.7.2_inprogress.xls]Fixtures'!$E$24","[SEAD street lighting tool_1.7.2_inprogress.xls]Fixtures'!$L$36"]
[null,"The installation cost should be the all-in cost for installing the fixture, including street closure costs, labor costs, etc. as relevant. If this is your baseline fixture (i.e. already installed), this cost should be zero","The installation cost should be the all-in cost for installing the fixture, including street closure costs, labor costs, etc. as relevant. If this is your baseline fixture (i.e. already installed), this cost should be zero","Le coût d'installation devrait correspondre au coût réel de l'installation du luminaire comprenant les coûts de fermeture de rue et les coûts de main-d'œuvre, s'il y a lieu. S'il s'agit de votre luminaire de référence (déjà installé), ce coût devrait être égal à zéro.","El costo de instalación debe ser el costo total de instalar el luminario, incluyendo los costos de cierre de la vía, la mano de obra, otros costos relevantes, etc. Si éste es el luminario de referencia (es decir, ya instalado), este costo debe ser cero.","Стоимость установки должна включать полную стоимость установки светильника, в том числе стоимость остановки движения, стоимость рабочей силы и т.д. Если это ваш базовый светильник (т.е. уже установленный), эта стоимость должна быть равна нулю. ",null,null,null,"[SEAD street lighting tool_1.7.2_inprogress.xls]Info'!$A$76:$B$76"]
[null,"Energy Cost","Energy Cost","Coût énergétique","Costo de Energía","Стоимость электроэнергии ",null,null,null,"[SEAD street lighting tool_1.7.2_inprogress.xls]Info'!$A$80"]
[null,"Enter the average cost of electricity that will be paid over the life of the fixture. If you wish to include energy cost increase assumptions, this should be done manually and entered as the average cost over the analysis period in today's currency. \n","Enter the average cost of electricity that will be paid over the life of the fixture. If you wish to include energy cost increase assumptions, this should be done manually and entered as the average cost over the analysis period in today's currency. \n","Entrez le coût moyen d'électricité qui sera déboursé au cours de la vie du luminaire. Si vous désirez inclure les prévisions de l'augmentation du coût énergétique, cela devrait être fait manuellement et entré au cours de la période d'analyse dans la catégorie coût moyen, et ce, au cours actuel. ","Introduzca el costo de electricidad promedio que será pagado durante la vida útil del luminario. Si usted desea incluir aumentos de los costos de energía supuestos, esto se debe hacer manualmente e ingresarse como el costo promedio durante el período de análisis en moneda de hoy.","Введите среднюю стоимость электроэнергии, которая будет выплачена в течении всего срока эксплуатации светильника. Если вы хотите включить предположения об увеличении затрат на энергию, то это делатся вручную и вводится  как средняя стоимость за период анализа в соответствии с сегодняшним курсом  валюты. ",null,null,null,"[SEAD street lighting tool_1.7.2_inprogress.xls]Info'!$A$81:$B$81"]
[null,"Discount Rate","Discount Rate","Taux d'escompte","Tasa de Descuento","Дисконтная ставка",null,null,null,"[SEAD street lighting tool_1.7.2_inprogress.xls]Info'!$A$87"]
[null,"Enter the assumed discount rate for calculating the net present value of future energy and maintenance cost savings\n","Enter the assumed discount rate for calculating the net present value of future energy and maintenance cost savings\n","Utilisez un taux d'escompte qui ne comprend pas l'inflation.","Introduzca la tasa de descuento asumida para calcular el valor presente neto de los ahorros futuros en los costos de energía y de mantenimiento\r.\n","Введите предполагаемую ставку дисконтирования для расчета чистой приведенной стоимости будущей  экономии энергетических и эксплуатационных затрат.",null,null,null,"[SEAD street lighting tool_1.7.2_inprogress.xls]Info'!$A$88:$B$88"]
[null,"Analysis Period","Analysis Period","Période d'analyse","Período de Análisis","Период анализа ",null,null,null,"[SEAD street lighting tool_1.7.2_inprogress.xls]Info'!$A$93"]
[null,"Enter the time period over which you'd like to evaluate the differences in maintenance, bulb replacement, and energy costs between the scenarios\n","Enter the time period over which you'd like to evaluate the differences in maintenance, bulb replacement, and energy costs between the scenarios\n","Entrez la période pendant laquelle vous voulez évaluer les différences entre les scénarios en matière de maintenance, de remplacement d'ampoules, et de coûts énergétiques.","Introduzca el período de tiempo durante el cual le gustaría evaluar las diferencias en los costos de mantenimiento, reemplazo de lámparas, y energía entre los escenarios.\n\n","Введите период времени, в течение которого вы хотели бы оценить различия в расходах по обслуживанию, замене лампочек и потреблению электроэнергии между сценариями ",null,null,null,"[SEAD street lighting tool_1.7.2_inprogress.xls]Info'!$A$94:$B$94"]
[null,"Number of Lanes","Number of Lanes","Nombre de voies","Número de Carriles","Количество полос ",null,null,null,"[SEAD street lighting tool_1.7.2_inprogress.xls]Info'!$A$159"]
[null,"Indicate the total number of lanes (both travel directions)\n","Indicate the total number of lanes (both travel directions)\n","Indiquez le nombre total de voies (dans les deux sens)","Indique el numero total de carriles (ambas direcciones de marcha)","Укажите общее число полос движения (в обоих направлениях движения) ",null,null,null,"[SEAD street lighting tool_1.7.2_inprogress.xls]Info'!$A$160:$B$160"]
[null,"Lane Width","Lane Width","Largeur de voie","Ancho de Carril","Ширина полосы  ",null,null,null,"[SEAD street lighting tool_1.7.2_inprogress.xls]Info'!$A$161"]
[null,"Indicate the width of each lane, in meters. All lanes are assumed to be the same width.\n","Indicate the width of each lane, in meters. All lanes are assumed to be the same width.\n","Indiquez la largeur de chaque voie, en mètres. Il est supposé que toutes les voies ont la même largeur.","Indique el ancho de cada carril, en metros. Se supone que todos los carriles se son del mismo ancho.","Укажите ширину каждой полосы, в метрах. Предполагается, что все полосы будут иметь одинаковую ширину.",null,null,null,"[SEAD street lighting tool_1.7.2_inprogress.xls]Info'!$A$162:$B$162"]
[null,"Median Width","Median Width","Largeur médiane","Ancho del camellón","Ширина Медианы  ",null,null,null,"[SEAD street lighting tool_1.7.2_inprogress.xls]Info'!$A$179"]
[null,"Indicate the width of the median. If there is no median, use zero. \n","Indicate the width of the median. If there is no median, use zero. \n","Indique la largeur de la médiane. S'il n'y a pas de médiane, inscrivez zéro.","Indique el ancho del camellón. Si no hay camellón, utilizar cero.","Укажите ширину медианы. Если нет медианы, поставьте ноль. ",null,null,null,"[SEAD street lighting tool_1.7.2_inprogress.xls]Info'!$A$180"]
[null,"Pole Placement","Pole Placement","Emplacement des poteaux","Posición del Poste","Размещение столбов ",null,null,null,"[SEAD street lighting tool_1.7.2_inprogress.xls]Info'!$A$201"]
[null,"Four pole placement configurations are provided: \n\nSingle-sided: Poles placed on one side of the road only\n\nStaggered: Poles placed on both sides of the road, with poles on the B side of the road located half way between the poles on the A side\n\nMedian: Two fixtures mounted on the same pole, located in the center of the median, each facing outward toward the travel lanes.\n\nOpposite:  Poles are placed on both sides of the road exactly opposite to each other","Four pole placement configurations are provided: \n\nSingle-sided: Poles placed on one side of the road only\n\nStaggered: Poles placed on both sides of the road, with poles on the B side of the road located half way between the poles on the A side\n\nMedian: Two fixtures mounted on the same pole, located in the center of the median, each facing outward toward the travel lanes.\n\nOpposite:  Poles are placed on both sides of the road exactly opposite to each other","Trois configurations d'emplacement des poteaux sont fournies : 1) unilatérale : les poteaux sont placés sur un seul côté de la route; 2) échelonnée : les poteaux sont placés des deux côtés de la route. Des  poteaux sont placés sur le côté B de la route situés à mi-chemin entre les poteaux du côté A; 3) médiane : deux luminaires fixés au même poteau situé au centre de la médiane, chacun des luminaires tournés vers l'extérieur, dans la direction des voies de circulation.","Se proporcionan cuatro configuraciones para la posición del poste:\n\nDe un solo lado: Los postes son colocados en un sólo lado de la vialidad\n\nEscalonado: Los postes son colocados a ambos lados de la vialidad; los postes en el lado B de la vialidad están situados a medio camino de los postes del lado A\n\nMediana: Los postes son colocados en el centro del camellón, con dos luminarios montados en el mismo poste, cada uno orientado hacia los carriles de circulación.\n\nOpuesto: Los postes son colocados a ambos lados de la vialidad exactamente opuestos el uno al otro. ","Предоставляются четыре конфигурации размещения столбов:\n\nОдносторонний: столбы установлены только на одной стороне дороги.\n\nРасположенный в шахматном порядке: столбы установлены по обе стороны дороги, где столбы на B стороне дороги находится на полпути между столбами на стороне А.\n\nМедиана: Два светильники, установленные на том же столбе, расположенном в центре медианы, каждый смотрит в сторону полосы движения.\n\nПротивоположный: столбы установлены на обеих сторонах дороги точно против друг друга. ",null,null,null,"[SEAD street lighting tool_1.7.2_inprogress.xls]Info'!$A$202:$B$202"]
[null,"Appropriate pole height depends on the surrounding area and road width. Narrow roads in residential areas tend to have lower pole heights, while wider roads with few nearby buildings have higher pole heights. When possible, higher pole heights are usually more cost effective as they allow wider pole spacing.  \n\nTypical Heights:\nResidential, 2 lane: 8 meters\nResidential, 4 lane: 9 meters\nHighway, 4 lane: 12 meters\nHighway, 6 lane: 15 meters\n","Appropriate pole height depends on the surrounding area and road width. Narrow roads in residential areas tend to have lower pole heights, while wider roads with few nearby buildings have higher pole heights. When possible, higher pole heights are usually more cost effective as they allow wider pole spacing.  \n\nTypical Heights:\nResidential, 2 lane: 8 meters\nResidential, 4 lane: 9 meters\nHighway, 4 lane: 12 meters\nHighway, 6 lane: 15 meters\n","La bonne hauteur des poteaux dépend de la superficie avoisinante et de la largeur de la route. Les routes étroites, dans les secteurs résidentiels, ont généralement des poteaux moins hauts tandis que les routes plus larges, longées par peu de bâtiments, ont des poteaux plus hauts. Là où c'est possible d'installer des poteaux plus hauts, ces derniers sont habituellement plus économiques parce qu'ils permettent un  plus grand espacement entre eux. Hauteurs typiques : résidentiel, deux voies, huit mètres; résidentiel, quatre voies, neuf mètres; autoroute, quatre voies, douze mètres; autoroute, six voies, 15 mètres.","La altura adecuada del poste depende de la zona circundante y del ancho de la carretera. Las vialidades estrechas en zonas residenciales tienden a tener postes con alturas menores, mientras que las vialidades más amplias, con pocos edificios cercanos, tienen postes con alturas mayores. Los postes con alturas mayores (cuando es posible) suelen ser más rentables, ya que permiten un mayor espaciamiento entre postes.\nAlturas Tipícas:\nResidencial, 2 carriles: 8 metros\nResidencial, 4 carriles: 9 metros\nAutopista, 5 carriles: 12 metros\nAutopista, 6 carriles: 15 metros","Соответствующая высота столба зависит от окружающей зоны и ширины дороги. Узкие дороги в жилых районах, как правило, имеют более низкую высоту столба, в то время как более широкие дороги с нобольшим количеством соседних зданий, имеют более высокие столбы. Когда это возможно, более высокие столбы, как правило, экономически более эффективны, поскольку это позволяют увеличить расстояние между столбами.    \n\nТипичная высота:\nЖилой, 2 полосы: 8 метров\nЖилой, 4 полосы: 9 метров\nШоссе, 4 полосы: 12 метров \nШоссе, 6 полос: 15 метров\n",null,null,null,"[SEAD street lighting tool_1.7.2_inprogress.xls]Info'!$A$224:$B$224"]
[null,"Pole Spacing","Pole Spacing","Espacement entre les poteaux","Espaciamiento entre Postes","Расстояние межды столбами  ",null,null,null,"[SEAD street lighting tool_1.7.2_inprogress.xls]Info'!$A$245"]
[null,"Pole spacing indicates the distance from the center of one pole to the center of the next pole. \n\nFor single-side and median pole placements, this indicates the distance from pole to pole\n\nFor staggered configurations, this signifies the distance from one pole to the next pole on the same side of the road\n","Pole spacing indicates the distance from the center of one pole to the center of the next pole. \n\nFor single-side and median pole placements, this indicates the distance from pole to pole\n\nFor staggered configurations, this signifies the distance from one pole to the next pole on the same side of the road\n","L'espacement entre les poteaux indique la distance à partir du centre d'un poteau jusqu'au centre du poteau suivant. Pour ce qui est des emplacements de poteaux unilatéraux et médians, il s'agit de la distance d'un poteau à l'autre. Pour les configurations échelonnées, c'est la distance d'un poteau au poteau suivant, d'un même côté de la route.","El espaciamiento entre postes indica la distancia desde el centro de un poste al centro del siguiente poste.\n\nPara los postes de un solo lado y aquellos situados en el camellón, esto indica la distancia de poste a poste.\n\nPara configuraciones escalonadas, esto significa la distancia desde un poste al  siguiente situado en el mismo lado de la vialidad.","Расстояние межды столбами  указывает расстояние от центра одного столба до центру следующего столба.\n\nПри размещении оносторонних и медианных столбов это указывает расстояние от столба до столба.\n\nПри конфигурации в шахматном порядке, это означает расстояние от одного столба к следующему столбу на той же стороне дороги ",null,null,null,"[SEAD street lighting tool_1.7.2_inprogress.xls]Info'!$A$246:$B$246"]
[null,"Pole Setback","Pole Setback","Poteaux en retrait","Regresión del poste","Отступ столба  ",null,null,null,"[SEAD street lighting tool_1.7.2_inprogress.xls]Info'!$A$266"]
[null,"Distance from the pole mounting to the edge of the road. Only applies to single-side and staggered configurations. \n","Distance from the pole mounting to the edge of the road. Only applies to single-side and staggered configurations. \n","Distance à partir du support du poteau jusqu'au bord de la route. S'applique uniquement aux configurations unilatérales et échelonnées.","Distancia desde el montaje del poste hasta el borde de la vialidad. Sólo se aplica a las configuraciones de un solo lado y escalonadas.","Расстояние опоры столба от края дороги.  Применяется только при односторонних и расположенных в шахматном порядке конфигурациях. ",null,null,null,"[SEAD street lighting tool_1.7.2_inprogress.xls]Info'!$A$267:$B$267"]
[null,"Arm Length","Arm Length","Longueur du bras","Largo de brazo","Длина кронштейна",null,null,null,"[SEAD street lighting tool_1.7.2_inprogress.xls]Info'!$A$286"]
[null,"Number of Points in Grid","Number of Points in Grid","Nombre de points dans un quadrillage","Número de puntos en la cuadrícula","Количество точек в сетке ",null,null,null,"[SEAD street lighting tool_1.7.2_inprogress.xls]Info'!$A$309"]
[null,"Indicates the number of measurement points from one pole to the next, with a measurement taken at two cross-road distances per lane. \n\nMax = 20\n\nPer the IES calculation method, the number of points should be sufficient such that the Spacing of Grid is 5 meters, or 1/10 of the pole spacing whichever is less\n","Indicates the number of measurement points from one pole to the next, with a measurement taken at two cross-road distances per lane. \n\nMax = 20\n\nPer the IES calculation method, the number of points should be sufficient such that the Spacing of Grid is 5 meters, or 1/10 of the pole spacing whichever is less\n","Indique le nombre de points de mesure à partir d'un poteau jusqu'au suivant et comportant une prise de mesure à une distance de deux carrefours par voie. Maximum = 20. Selon la méthode de calcul IES, les points devraient être en nombre suffisant pour faire en sorte que l'espacement du quadrillage soit de cinq mètres ou d'un dixième de l'espacement des poteaux, le moindre des deux s'appliquant.","Indica el número de puntos de medición de un poste al otro, con la medida tomada a una distancia de dos cruces por carril.\n\nMax=20\n\nPor el método de cálculo de IES, el número de puntos debe ser suficiente tal que el espaciamiento de cuadrícula es de 5 metros, o 1/10 del espaciamiento entre postes, lo que sea menor.","Показывает количество точек измерения от одного столба до следующего, с измерением сделанным taken at two cross-road distances … для каждой полосы движения. \nМакс. = 20\nПо методу расчета IES, число точек должно быть достаточным, чтобы шаг сетки составлял 5 метров, или 1/10 часть промежутка столбов в зависимости от того, что меньше. \n",null,null,null,"[SEAD street lighting tool_1.7.2_inprogress.xls]Info'!$A$310:$B$310"]
[null,"Would you like to delete saved results on the Mresults tab before running the new scenario? If you do not delete, new results will be added to the table of existing results. ","Would you like to delete saved results on the Mresults tab before running the new scenario? If you do not delete, new results will be added to the table of existing results. ","Voulez-vous supprimer les résultats enregistrés dans l'onglet « Mresults » avant de lancer le nouveau scénario? Si vous ne le faites pas, de nouveaux résultats seront ajoutés au tableau des résultats existants. ","¿Desea borrar los resultados guardados en la página Mresults antes de ejecutar el nuevo escenario? Si no se eliminan, los nuevos resultados se añadirán a la tabla de resultados existentes.","Хотите удалить сохраненные результаты на вкладке “Mresults” перед запуском нового сценария? Если вы не удалите, новые результаты будут добавлены в таблицу существующих результатов"]
[null,"(for information only)","(for information only)","(à titre informatif seulement)","(a título informativo)","(только для информации)",null,null,null,"[SEAD street lighting tool_1.7.2_inprogress.xls]Lighting Standards'!$B$35"]
[null,"The assumptions below are the default costs used when adding a new IES file. They can be overwritten for each individual fixture on the 'Fixtures' tab","The assumptions below are the default costs used when adding a new IES file. They can be overwritten for each individual fixture on the 'Fixtures' tab","Les hypothèses ci-dessous sont les coûts par défaut utilisés lors de l'ajout d'un nouveau fichier IES. Elles peuvent être remplacées pour chaque luminaire dans l'onglet « Luminaires ».","Los supuestos siguientes son los costos predeterminados utilizados cuando se añade un nuevo archivo IES. Pueden sobreescribirse individualmente para cada luminario en la página \"Fixtures\"","Приведенные ниже предположения это расходы по умолчанию, которые используются при добавлении нового файла IES. Они могут быть записаны наверху каждого отдельного светильника на вкладке \"Светильники\" ",null,null,null,"[SEAD street lighting tool_1.7.2_inprogress.xls]Assumptions'!$A$2:$C$2"]
[null,"and/or","and/or","et/ou","y/o","и / или "]
[null,"Equipment Cost ($/fixture)","Equipment Cost ($/fixture)","Coût de l'équipement ($/luminaire)","Costo del equipo ($/luminario)","Стоимость оборудования ($ / светильник) ",null,null,null,"[SEAD street lighting tool_1.7.2_inprogress.xls]Info'!$A$333",null,"[SEAD street lighting tool_1.7.2_inprogress.xls]Fixtures'!$E$23","[SEAD street lighting tool_1.7.2_inprogress.xls]Fixtures'!$K$36"]
[null,"This cost should be the all-in equipment cost for the fixture, including the fixture purchase cost, new arm if needed, and any other miscellaneous wiring or ballast costs. If this is your baseline fixture (i.e. already installed), the fixture cost should be zero. ","This cost should be the all-in equipment cost for the fixture, including the fixture purchase cost, new arm if needed, and any other miscellaneous wiring or ballast costs. If this is your baseline fixture (i.e. already installed), the fixture cost should be zero. ","Le coût de l'équipement devrait être le coût réel de l'équipement pour le luminaire comprenant le coût d'achat du luminaire, une nouvelle potence, s'il y a lieu, ainsi que tout autre coût associé au câblage ou au ballast. S'il s'agit de votre luminaire de référence (déjà installé), ce coût devrait être égal à zéro. ","Este costo debe ser el costo total del equipo para el luminario, incluyendo el costo de compra del luminario, el costo del nuevo brazo si es necesario, y cualquier otro gasto de cableado o de balastro. Si este es el luminario de referencia (es decir, ya instalado), el costo del luminario debe ser cero.","Эта стоимость должна включать все расходы на оборудование для светильника, в том числе стоимость покупки светильника, нового кронштейна, а в случае необходимости, также и любые другие расходы на  проводку или балласт. Если это ваш базовый светильник (то есть уже установленный), тогда стоимость светильника должна быть равна нулю",null,null,null,"[SEAD street lighting tool_1.7.2_inprogress.xls]Info'!$A$334:$B$334"]
[null,"One-time Rebate or Subsidy ($/fixture)","One-time Rebate or Subsidy ($/fixture)","Remise ou subvention unique ($/luminaire)","Reembolso o subsidio único ($/luminario)","Единовременная скидка или субсидии ($ / светильник) ",null,null,null,"[SEAD street lighting tool_1.7.2_inprogress.xls]Info'!$A$356",null,"[SEAD street lighting tool_1.7.2_inprogress.xls]Fixtures'!$E$25","[SEAD street lighting tool_1.7.2_inprogress.xls]Fixtures'!$M$36"]
[null,"Enter any rebates or subsidies to be removed from the overall equipment cost on a per fixture basis. ","Enter any rebates or subsidies to be removed from the overall equipment cost on a per fixture basis. ","Entrez les remises ou les subventions à soustraire du coût global de l'équipement en fonction du luminaire. ","Ingrese los subsidios o reembolsos que se deban descontar del costo total del equipo para cada luminario.","Введите любые скидки или субсидии, которые будут сняты из общей стоимости оборудования для каждого светильника. ",null,null,null,"[SEAD street lighting tool_1.7.2_inprogress.xls]Info'!$A$357:$B$357"]
[null,"Annual Maintenance Cost ($/year)","Annual Maintenance Cost ($/year)","Coût d'entretien annuel ($/année)","Costo Anual de Mantenimiento ($/año)","Годовые расходы на техническое обслуживание ($ / год) ",null,null,null,"[SEAD street lighting tool_1.7.2_inprogress.xls]Info'!$A$378",null,"[SEAD street lighting tool_1.7.2_inprogress.xls]Fixtures'!$E$26","[SEAD street lighting tool_1.7.2_inprogress.xls]Fixtures'!$N$36"]
[null,"The annual maintenance cost should reflect the cost of maintaining the fixtures and poles. This should include the cost of periodic relamping, cleaning (washing of LED fixtures), and repairs. It should include estimates of street or lane closures when relevant, on an average per fixture basis. For example, if 10% of your fixtures must be replaced every year, the maintenance cost would be 1/10 of the cost of replacing a single fixture. ","The annual maintenance cost should reflect the cost of maintaining the fixtures and poles. This should include the cost of periodic relamping, cleaning (washing of LED fixtures), and repairs. It should include estimates of street or lane closures when relevant, on an average per fixture basis. For example, if 10% of your fixtures must be replaced every year, the maintenance cost would be 1/10 of the cost of replacing a single fixture. ","Les coûts d'entretien annuels doivent refléter les coûts associés à l'entretien des luminaires et des poteaux. Ces coûts devraient comprendre les coûts de remplacement périodiques des lampes, les coûts de nettoyage (lavage des luminaires à diodes électroluminescentes [DEL]) et les coûts de réparation. Ils devraient également comprendre les estimations des coûts associés à la fermeture des rues ou des voies, le cas échéant, selon une moyenne par luminaire. Par exemple, si 10 % de vos luminaires doivent être remplacés chaque année, le coût d'entretien correspondrait à 1/10 du coût de remplacement d'un seul luminaire. ","El costo anual de mantenimiento debe reflejar el costo de mantenimiento de los luminarios y postes. Esto debe incluir el costo de reposición periódica de lámparas, limpieza (lavado de luminarios de LED), y reparaciones. Debe incluir estimados de cierre de la vialidad o de carriles cuando sea necesario, en base a un promedio por luminario. Por ejemplo, si 10% de los luminarios deben reemplazarse cada año, el costo de mantenimiento sería 1/10 del costo de la sustitución de un solo luminario.","Годовые расходы на техническое обслуживания должны отражать расходы на содержание светильников и столбов. Они должны включать стоимость периодической замены ламп, чистки (мойки LED светодиодных светильников), и ремонта. Они должны включать оценку стоимости остановки движения по улице  или по полосе в случае необходимости, в среднем расчитанной на базе одного светильника. Например, если каждый год должны быть  заменены 10% ваших светильников, тогда расходы на техническое обслуживание будут 1/10 от стоимости замены одного светильника. ",null,null,null,"[SEAD street lighting tool_1.7.2_inprogress.xls]Info'!$A$379:$B$379"]
[null,"Maintenance inflation rate (%/year)","Maintenance inflation rate (%/year)","Taux d'inflation relatif à l'entretien (%/année)","Tasa de inflación del mantenimiento (%/año)","Темпы инфляции стоимости технического обслуживания (% / год) ",null,null,null,"[SEAD street lighting tool_1.7.2_inprogress.xls]Info'!$A$398",null,"[SEAD street lighting tool_1.7.2_inprogress.xls]Fixtures'!$E$27","[SEAD street lighting tool_1.7.2_inprogress.xls]Fixtures'!$O$36"]
[null,"Enter the estimated inflation rate of maintenance rates due to increased labor costs, etc. ","Enter the estimated inflation rate of maintenance rates due to increased labor costs, etc. ","Entrez le taux d'inflation estimatif de l'entretien associé à l'augmentation des coûts de main-d'œuvre et des autres coûts. ","Ingrese la tasa de inflación estimada de las tarifas de mantenimiento debido al aumento del costo de mano de obra, etc.","Введите предполагаемый темп инфляции стоимости технического обслуживания в связи с ростом расходов на оплату труда и т.д.",null,null,null,"[SEAD street lighting tool_1.7.2_inprogress.xls]Info'!$A$399:$B$399"]
[null,"Lamp Lumen Depreciation","Lamp Lumen Depreciation","Dépréciation du flux lumineux"," Depreciación de lúmenes de la lámpara","Снижение светового потока  лампы",null,null,null,"[SEAD street lighting tool_1.7.2_inprogress.xls]Info'!$A$419"]
[null,"This value reflects the depreciation in light output due to fixture degradation as it ages. By entering a value here, you will discount the estimated light levels to base design on the future, degraded values, ensuring that the fixture still meet your lighting criteria at end of life. ","This value reflects the depreciation in light output due to fixture degradation as it ages. By entering a value here, you will discount the estimated light levels to base design on the future, degraded values, ensuring that the fixture still meet your lighting criteria at end of life. ","Cette valeur correspond à la dépréciation de la puissance lumineuse de sortie découlant de la dégradation du luminaire à mesure que celui-ci vieillit. En entrant une valeur ici, vous actualisez les niveaux d'éclairage estimatifs par rapport à la conception de référence au moyen des valeurs dégradées futures, ce qui vous permet d'assurer que l'appareil répond toujours à vos critères d'éclairage en fin de vie.","Este valor refleja la depreciación en la iluminación debido a la degradación del luminario a medida que envejece. Si introduce un valor aquí, se descontarán del diseño de base los niveles de iluminación estimados en el futuro, es decir los valores degradados, garantizando que el luminario todavía cumple con los criterios de iluminación al final de la vida útil.","Это значение отражает понижение светоотдачи вследствие износа светильника по ходу его старения.  При вводе значения, вы будете  уменьшать предполагаемые уровни света  на будущее по сравнению с базовой характеристикой, величиной износа, обеспечивая, чтобы светильник все еще соответствовал указанным критериям освещения по окончании срока службы",null,null,null,"[SEAD street lighting tool_1.7.2_inprogress.xls]Info'!$A$420:$B$420"]
[null,"Luminaire Dirt Depreciation (design year)","Luminaire Dirt Depreciation (design year)","Facteur d'empoussièrement (année de conception)","Depreciación del luminario por suciedad (año de diseño)","Снижение светового потока по загрязнению светильника ( расчетный год) ",null,null,null,"[SEAD street lighting tool_1.7.2_inprogress.xls]Info'!$A$440",null,"[SEAD street lighting tool_1.7.2_inprogress.xls]Fixtures'!$Q$36"]
[null,"Enter the fraction of light output that actually leaves the fixture when dirty. Fixture output can be reduced due to dirt, soot, etc. Typical values can be found in appropriate lighting standards based on the cleanliness of the air and environment. ","Enter the fraction of light output that actually leaves the fixture when dirty. Fixture output can be reduced due to dirt, soot, etc. Typical values can be found in appropriate lighting standards based on the cleanliness of the air and environment. ","Entrez la fraction de la puissance lumineuse de sortie que produit réellement le luminaire lorsqu'il est sale. La puissance lumineuse du luminaire peut être réduite par la poussière, la suie ou d'autres éléments. Les valeurs types sont indiquées dans les normes d'éclairage appropriées basées sur la propreté de l'air et de l'environnement. ","Introduzca la fracción de iluminación que realmente emite el luminario cuando está sucio. La iluminación del luminario puede reducirse debido a la suciedad, hollín, etc. Los valores típicos pueden encontrarse en las normas de iluminación apropiadas, basados ​​en la limpieza del aire y el medio ambiente.","Введите часть светового потока, который на самом деле исходит из светильника когда он загрязнен.  Свет исходящий из светильника может уменьшиться за счет загрязнения, сажи и т.д. Типовые значения могут быть найдены в соответствующих стандартах освещения на основе чистоты воздуха и состояния окружающей среды.",null,null,null,"[SEAD street lighting tool_1.7.2_inprogress.xls]Info'!$A$441:$B$441"]
[null,"Desired fixture not available in the table below?","Desired fixture not available in the table below?","Le luminaire recherché ne figure pas dans le tableau ci-dessous?","El luminario deseado no está disponible en la tabla siguiente?","Желаемый светильник не доступен в таблице ниже? ",null,null,null,"[SEAD street lighting tool_1.7.2_inprogress.xls]Info'!$A$460"]
[null,"IES files describe the light output of a fixture. You can obtain them from fixture manufacturers","IES files describe the light output of a fixture. You can obtain them from fixture manufacturers","Les fichiers IES décrivent la puissance lumineuse de sortie d'un luminaire. Vous pouvez obtenir ces fichiers auprès des fabricants de luminaires.","Los archivos IES describen la iluminación de un luminario. Puede obtenerlos de los fabricantes de luminarios.","IES файлы описывают светоотдачу светильника. Вы можете получить их от производителей светильников ",null,null,null,"[SEAD street lighting tool_1.7.2_inprogress.xls]Add IES Files'!$A$3:$B$3",null,"[SEAD street lighting tool_1.7.2_inprogress.xls]Info'!$A$461:$B$461"]
[null,{"$f":"INDEX(C365:G365,MATCH($B$11,$C$11:$G$11,0))","v":"Need to remove a fixture?"},"Need to remove a fixture?","Vous voulez effacer un luminaire?","Necesita eliminar un luminario?","Нужно удалить светильник? "]
[null,"\n\nThese target levels are used by the tool to filter fixture results based on whether they meet your target criteria or not. You can use the references at the bottom of the page to determine appropriate targets, or use your own documentation elsewhere. \n\nThere are many standards that define appropriate lighting levels for appropriate lighting levels for roadways.  The two international standards are the Illumination Engineering Society of North America (IESNA) RP-8:2005 standard and the International Commission on Illumination (CIE) CIE 115:2010 standard.  Other national organizations, national governments and municipalities define similar standards. ","\n\nThese target levels are used by the tool to filter fixture results based on whether they meet your target criteria or not. You can use the references at the bottom of the page to determine appropriate targets, or use your own documentation elsewhere. \n\nThere are many standards that define appropriate lighting levels for appropriate lighting levels for roadways.  The two international standards are the Illumination Engineering Society of North America (IESNA) RP-8:2005 standard and the International Commission on Illumination (CIE) CIE 115:2010 standard.  Other national organizations, national governments and municipalities define similar standards. ","\n\nCes cibles sont utilisées par l'outil afin de filtrer les résultats relatifs aux luminaires selon qu'ils répondent ou non à vos critères cibles. Vous pouvez utiliser les références au bas de la page pour établir des cibles appropriées, ou encore utiliser votre propre documentation. \n\nDe nombreuses normes définissent les niveaux d'éclairage appropriés pour les routes, notamment les normes internationales RP-8:2005 de l'Illumination Engineering Society of North America (IESNA) et CIE 115:2010 de la Commission international de l'éclairage (CIE).  Les organisations et les gouvernements nationaux ainsi que les municipalités définissent des normes similaires. ","\n\nEstos niveles objetivo son utilizados por la herramienta para filtrar los resultados del análisis de luminarios basados en si se ajustan a sus criterios objetivo o no. Puede utilizar las referencias en la parte inferior de la página para determinar los objetivos apropiados, o utilizar su propia documentación en otro lugar.\n\nHay muchas normas que definen los niveles adecuados de iluminación para sistemas viales. Los dos estándares internacionales son el estándar RP-8: 2005 de la Sociedad de Ingeniería en Iluminación de Norte América (IESNA) y el estándar CIE 115:2010 de la Comisión Internacional de la Iluminación (CIE). Otras organizaciones nacionales, gobiernos nacionales y municipalidades definen estándares similares.","\n\nЭти целевые уровни используются данным инструментом  для фильтрации результатов светильника на основе - соответствуют ли они вашим целевым критериям или нет. Вы можете использовать ссылки в нижней части страницы для определиния  соответствующих целей, или использовать свою собственную  документацию в другом месте.\n\nЕсть много стандартов, которые определяют соответствующие уровни освещения для соответствующих уровней освещения улиц.  Два международных стандарта: Стандарт Illumination Engineering Society of North America (IESNA) RP-8:2005 и Международной комиссии по освещению (МКО) CIE 115: стандарт 2010. Другие национальные организации, национальные правительства и муниципалитеты устанавливают подобные стандарты"]
[null,"There are two measurements of light quality on a road - illuminance (light hitting the road) or luminance (light seen by an observer). The tool performs calculations using both methods; you may enter targets for one or the other, or both. Enter the target light level you would like your street lights to meet. You may enter values for either method, or both.","There are two measurements of light quality on a road - illuminance (light hitting the road) or luminance (light seen by an observer). The tool performs calculations using both methods; you may enter targets for one or the other, or both. Enter the target light level you would like your street lights to meet. You may enter values for either method, or both.","Il existe deux mesures de la qualité de la lumière sur une route : l'éclairement (lumière frappant la route) et la luminance (lumière vue par un observateur). L'outil effectue des calculs au moyen des deux méthodes; vous pouvez donc entrer des cibles pour l'une ou l'autre de ces méthodes. Entrez le niveau d'éclairage cible recherché pour vos luminaires pour voies publiques. Vous pouvez entrer des valeurs pour l'une ou l'autre des méthodes, ou pour les deux.","Hay dos medidas de calidad de la iluminación en una vialidad - iluminancia (flujo luminoso incidente en una superficie) o luminancia (intensidad luminosa de un elemento en la superficie). La herramienta realiza los cálculos utilizando ambos métodos. Usted puede ingresar objetivos para uno u otro, o para ambos. Introduzca el nivel objetivo de iluminación que desea cumplan los luminarios. Puede introducir valores para cualquiera de los métodos, o para ambos","Есть два метода измерения качества света на дороге - освещенность (свет падающий на дорогу) или яркость (свет, который видит смотрящий). Инструмент выполняет вычисления, используя оба метода; Вы можете ввести целевые показатели для одного или другого, или для обоих. Введите тот целевой уровень света который соответствует желаемому уровню освещения улицы.  Вы можете ввести значения по любому из этих методов, или по обоим методам. ",null,null,null,"[SEAD street lighting tool_1.7.2_inprogress.xls]Lighting Standards'!$C$5:$H$5"]
[null,"Notes:","Notes:","Remarque :","Notas:","Примечания: "]
[null,"Fixture purchase costs, installation costs, and maintenance costs are entered individually for each fixture. Default values are provided based on the fixture type; to edit them, go to the Fixture selection tab","Fixture purchase costs, installation costs, and maintenance costs are entered individually for each fixture. Default values are provided based on the fixture type; to edit them, go to the Fixture selection tab","Le coût d'achat du luminaire, les frais d'installation et les frais d'entretien sont entrés individuellement pour chaque luminaire. Les valeurs par défaut sont fournies en fonction du type de luminaire. Pour les modifier, allez dans l'onglet « Luminaires ».","Los costos de compra de los luminarios, los gastos de instalación y los costos de mantenimiento se ingresan individualmente para cada luminario. Los valores predeterminados se proporcionan de acuerdo al tipo de luminario. Para editarlos, vaya a la página \"Fixtures\"","Затраты на приобретение светильника, затраты на монтаж и затраты на техническое обслуживание вводятся отдельно для каждого светильника. Значения по умолчанию предоставлены в зависимости от типа светильника; чтобы их редактировать, перейдите на вкладку выбора Светильника "]
[null,"Energy Inflation Rate (%/year)","Energy Inflation Rate (%/year)","Taux d'inflation de l'énergie (%/année)","Tasa de inflación de la energía (%/año)","Темп инфляции стоимости энергии (% / год) ",null,null,null,"[SEAD street lighting tool_1.7.2_inprogress.xls]Costs'!$B$10"]
[null,"Simple Payback","Simple Payback","Période de récupération simple","Recuperación simple","Простой срок окупаемости ",null,null,null,"[SEAD street lighting tool_1.7.2_inprogress.xls]MResults'!$AD$2"]
[null,"Total Installation Cost","Total Installation Cost","Coût d'installation total","Costo total de instalación","Общая стоимость установки ",null,null,null,"[SEAD street lighting tool_1.7.2_inprogress.xls]MResults'!$Z$2"]
[null,"Total Annual Cost","Total Annual Cost","Coût d'installation annuel","Costo total anual","Общие ежегодные затраты ",null,null,null,"[SEAD street lighting tool_1.7.2_inprogress.xls]MResults'!$AA$2"]
[null,"Installation Cost Difference (to baseline)","Installation Cost Difference (to baseline)","Différence de coûts d'installation (par rapport au luminaire de référence)","Diferencia en el costo de instalación (de la línea base)","Разница Стоимости Установки (от исходной) ",null,null,null,"[SEAD street lighting tool_1.7.2_inprogress.xls]MResults'!$AB$2"]
[null,"Annual Cost Savings (to baseline)","Annual Cost Savings (to baseline)","Économies de coûts annuelles (par rapport au luminaire de référence)","Ahorros anuales de costos  (de la línea de base)","Годовоя экономия расходов (от исходной) ",null,null,null,"[SEAD street lighting tool_1.7.2_inprogress.xls]MResults'!$AC$2"]
[null,"Net Present Value - Total Cost of Ownership","Net Present Value - Total Cost of Ownership","Valeur actualisée nette - coût total de possession","Valor Presente Neto - Costo total de propiedad","Чистая приведенная стоимость - совокупная стоимость собственности ",null,null,null,"[SEAD street lighting tool_1.7.2_inprogress.xls]CostCalcs'!$I$22",null,"[SEAD street lighting tool_1.7.2_inprogress.xls]MResults'!$AE$1"]
[null,"Year","Year","Année","Año","Год",null,null,null,"[SEAD street lighting tool_1.7.2_inprogress.xls]MResults'!$AE$2",null,"[SEAD street lighting tool_1.7.2_inprogress.xls]MResults'!$AF$2","[SEAD street lighting tool_1.7.2_inprogress.xls]MResults'!$AG$2","[SEAD street lighting tool_1.7.2_inprogress.xls]MResults'!$AH$2","[SEAD street lighting tool_1.7.2_inprogress.xls]MResults'!$AI$2","[SEAD street lighting tool_1.7.2_inprogress.xls]MResults'!$AJ$2","[SEAD street lighting tool_1.7.2_inprogress.xls]MResults'!$AK$2","[SEAD street lighting tool_1.7.2_inprogress.xls]MResults'!$AL$2","[SEAD street lighting tool_1.7.2_inprogress.xls]MResults'!$AM$2","[SEAD street lighting tool_1.7.2_inprogress.xls]MResults'!$AN$2","[SEAD street lighting tool_1.7.2_inprogress.xls]MResults'!$AO$2","[SEAD street lighting tool_1.7.2_inprogress.xls]MResults'!$AP$2","[SEAD street lighting tool_1.7.2_inprogress.xls]MResults'!$AQ$2","[SEAD street lighting tool_1.7.2_inprogress.xls]MResults'!$AR$2","[SEAD street lighting tool_1.7.2_inprogress.xls]MResults'!$AS$2","[SEAD street lighting tool_1.7.2_inprogress.xls]MResults'!$AT$2","[SEAD street lighting tool_1.7.2_inprogress.xls]MResults'!$AU$2","[SEAD street lighting tool_1.7.2_inprogress.xls]MResults'!$AV$2","[SEAD street lighting tool_1.7.2_inprogress.xls]MResults'!$AW$2","[SEAD street lighting tool_1.7.2_inprogress.xls]MResults'!$AX$2","[SEAD street lighting tool_1.7.2_inprogress.xls]MResults'!$AY$2"]
[null,"Inputs for both Baseline and Upgrade are required; however if there is no change in the road geometry, values in both columns can be the same","Inputs for both Baseline and Upgrade are required; however if there is no change in the road geometry, values in both columns can be the same","Le luminaire de référence et le luminaire amélioré sont des entrées obligatoires. Toutefois, s'il n'y a aucun changement dans la géométrie de la route, les valeurs des deux colonnes peuvent être identiques.","Se requieren datos de entrada tanto para la línea base, como para la mejorada. Sin embargo, si no hay ningún cambio en la geometría de la vialidad, los valores de ambas columnas pueden ser iguales","Необходимо Inputs ввести данные  и для базовых, и для модернизированных параметров; однако, если геометрия дороги не изменена, то значения в обоих столбцах могут быть одинаковыми "]
[null,"Create output file","Create output file","Créer un fichier de sortie ","Crear archivo de salida","Создать выходной файл "]
[null,"Energy Inflation Rate (%/year)","Energy Inflation Rate (%/year)","Taux d'inflation de l'énergie (%/année)","Tasa de inflación de la energía (%/año)","Темп инфляции стоимости энергии (% / год) "]
[null,"The annual increase in energy cost per year. This can be obtained from looking at past increases in rates paid to your utility company. ","The annual increase in energy cost per year. This can be obtained from looking at past increases in rates paid to your utility company. ","Augmentation annuelle du coût de l'énergie. Vous pouvez obtenir cette valeur en examinant les augmentations de taux précédentes de votre compagnie de services publics. ","El aumento anual de los costos de energía por año. Esto se puede obtener al mirar los incrementos en los precios pagados a la compañía de electricidad en el pasado.","Ежегодное увеличение стоимости энергии в год. Это можно  получить расматривая прошлое увеличение ваших расходов на энергию.  "]
[null,"(enter values here)","(enter values here)","(entrez les valeurs ici)","(introduzca valores aquí)"," (введите значения здесь) "]
[null,"(read me)","(read me)","(me lire)","(léame)","(читать) "]
[null,"(navigate)","(navigate)","(naviguer)","(navegar)","(перейти) "]
[null,"Single-side","Single-side","Un côté","De un solo lado","Односторонняя"]
[null,"Staggered","Staggered","Quinconce","Escalonado","Расположенный в шахматном порядке"]
[null,"Median mounted","Median mounted","Installé au centre","Montado en el camellón","Установлен на медиане"]
[null,"Opposite","Opposite","Contraire","Opuesto","Напротив"]
[null,"Please select an IES file from the folder containing the IES files you would like to upload and all filepaths will be listed in column A","Please select an IES file from the folder containing the IES files you would like to upload and all filepaths will be listed in column A","Veuillez sélectionner un fichier IES à partir du dossier contenant les fichiers IES que vous voulez télécharger et tous les chemins d'accès seront affichés dans la colonne A","Por favor seleccione un archivo IES de la carpeta que contiene los archivos IES que desea cargar y todas las rutas de archivo se mostrarán en la columna A","Пожалуйста, выберите файл IES из папки, содержащей файлы IES вы хотите загрузить и все filepaths Задающие местоположения файлов  будут перечислены в колонке А ",null,null,"\r\nSelectIESPathmsg"]
[null,"1) Add files to list below","1) Add files to list below","1) Ajouter les fichiers à la liste ci-dessous","1) Agregar archivos a la lista a continuación","1)Добавить файлы в список ниже "]
[null,"Be sure to enter values for Filepath, Fixture Name and Fixture Type for all fixtures! Fixtures without a Fixture Type will not be uploaded. Press cancel to stop upload, or Ok to continue. ","Be sure to enter values for Filepath, Fixture Name and Fixture Type for all fixtures! Fixtures without a Fixture Type will not be uploaded. Press cancel to stop upload, or Ok to continue. ","Assurez-vous de saisir des valeurs dans les champs Chemin d'accès, Nom du luminaire et Type de luminaire pour tous les luminaires! Les luminaires n'ayant pas de Type de luminaire ne seront pas téléchargés. Appuyez sur Annuler pour arrêter le téléchargement ou sur OK pour continuer.","Asegúrese de introducir valores para la ruta de archivo, nombre del luminario, y tipo de luminario para todos los luminarios! Los luminarios desprovistos de tipo de luminario no se cargarán. Pulse Cancelar para detener la carga, o OK para continuar.","Обязательно введите значения для Задающее местоположение файла, Название светильника и  Тип светильника для всех светильников! Светильники без Типа светильника загружены не будут. Нажмите Отмена, чтобы остановить загрузку, или ОК, чтобы продолжить.",null,null,"\r\nBlankError"]
[null,"Be sure to add the Fixture Type and edit the Fixture Name if desired","Be sure to add the Fixture Type and edit the Fixture Name if desired","Assurez-vous d'ajouter le Type de luminaire et de modifier le Nom du luminaire si désiré","Asegúrese de añadir el tipo de luminario y editar el nombre del luminario, si desea","Обязательно добавьте тип светильника  и, при желании, измените Название Светильника ",null,null,"\r\nFixtureAddMessage"]
[null,"If the fixture is already installed, installation cost will be zero. Instead of editing this in the large table below, you can override the values for just the baseline fixture here. ","If the fixture is already installed, installation cost will be zero. Instead of editing this in the large table below, you can override the values for just the baseline fixture here. ","Si le luminaire est déjà installé, les frais d’installation seront nuls. Plutôt que de faire le changement dans le grand tableau ci-dessous, vous pouvez remplacer les valeurs pour le luminaire de référence ici.","Si el luminario ya está instalado, el costo de instalación es cero. En lugar de editar los valores en la tabla grande a continuación, estos pueden anularse únicamente para el luminario de la línea base aquí:","Если светильник уже установлен, стоимость установки будет равна нулю. Вместо измениения этого в большой таблице ниже, вы здесь можете заменить значения только для базового светильника. ",null,null,null,"[SEAD street lighting tool_1.7.2_inprogress.xls]Fixtures'!$B$24:$C$26"]
[null,"Fixture already installed (mark with 'x')","Fixture already installed (mark with 'x')","Luminaire déjà installé (marque par « x »)","Luminario ya instalado (marque con una 'x')","Уже установленный Светильник (отметить знаком 'X') ",null,null,null,"[SEAD street lighting tool_1.7.2_inprogress.xls]Fixtures'!$C$23"]
[null,"Inputs","Inputs","Entrées","Datos de entrada","Inputs ",null,null,null,"[SEAD street lighting tool_1.7.2_inprogress.xls]MResults'!$BT$1"]
[null,"IES calculations will be performed. It will take some time, be patient. Press Ok to continue","IES calculations will be performed. It will take some time, be patient. Press Ok to continue","Des calculs IES seront effectués. Cela peut prendre quelques minutes. Soyez patients. Appuyez sur Ok pour continuer.","Se calcularán los valores IES. Esto puede tomar un tiempo, por favor sea paciente. Presione Ok para continuar","Будут выполнена Расчеты IES. Это займет некоторое время, будьте терпеливы. Нажмите ОК для продолжения ",null,null,"\r\nIESmsg\r\nIllumRangeFails"]
[null,"CIE calculations will be performed. It will take some time, be patient. Press Ok to continue","CIE calculations will be performed. It will take some time, be patient. Press Ok to continue","Des calculs IES seront effectués. Cela peut prendre quelques minutes. Soyez patients. Appuyez sur Ok pour continuer.","Se calcularán los valores CIE. Esto puede tomar un tiempo, por favor sea paciente. Presione Ok para continuar","Будут выполнена Расчеты CIE. Это займет некоторое время, будьте терпеливы. Нажмите ОК для продолжения ",null,null,"\r\nCIEmsg\r\nConfirmation!count_fixturerun\r\ncount_fixturerun"]
[null,"First, IES calculations will be performed. It will take some time, be patient. Press Ok to continue","First, IES calculations will be performed. It will take some time, be patient. Press Ok to continue","Des calculs IES seront d'abord effectués. Cela peut prendre quelques minutes. Soyez patients. Appuyez sur Ok pour continuer.","Primero se calcularán los valores IES. Esto puede tomar un tiempo, por favor sea paciente. Presione Ok para continuar ","С начала, будут выполнена Расчеты IES. Это займет некоторое время, будьте терпеливы. Нажмите ОК для продолжения ",null,null,"\r\nIES1msg"]
[null,"Now, CIE calculations will be performed. It will take some time, be patient. Press Ok to continue","Now, CIE calculations will be performed. It will take some time, be patient. Press Ok to continue","Des calculs IES seront maintenant effectués. Cela peut prendre quelques minutes. Soyez patients. Appuyez sur Ok pour continuer.","Ahora se calcularán los valores CIE. Esto puede tomar un tiempo, por favor sea paciente. Presione Ok para continuar ","Теперь, будут выполнена Расчеты CIE. Это займет некоторое время, будьте терпеливы. Нажмите ОК для продолжения ",null,null,"\r\nCIE1msg"]
[null,"Output file is generated successfully in ","Output file is generated successfully in ","Le fichier de sortie a été généré avec succès ","El archivo de salida es generado exitosamente en","Выходной файл успешно создан в ",null,null,"\r\nOutputGenMsg"]
[null,"Others","Others","Autres","Otros","Другие"]
[null,"Illuminance Calculations","Illuminance Calculations","Calculs de l'éclairement","Cálculos de Iluminancia","Расчеты Освещенно",null,null,null,"[SEAD street lighting tool_1.7.2_inprogress.xls]Illuminance Calcs'!$B$2"]
[null,"Luminance Calculations","Luminance Calculations","Calculs de luminance","Cálculos de Luminancia","Расчеты яркости  ",null,null,null,"[SEAD street lighting tool_1.7.2_inprogress.xls]Luminance Calcs'!$B$2"]
[null,"The table below displays Illuminance at every gridpoint","The table below displays Illuminance at every gridpoint","Le tableau ci-après présente l'éclairement à chaque point de grille","La tabla siguiente muestra la iluminancia en cada punto de la cuadrícula","Нижеследующая таблица отражает Освещенность на каждой точке  сетки   ",null,null,null,"[SEAD street lighting tool_1.7.2_inprogress.xls]Illuminance Calcs'!$B$10"]
[null,"The table below displays Luminance at every gridpoint","The table below displays Luminance at every gridpoint","Le tableau ci-après présente l'éclairement à chaque point de grille","La tabla siguiente muestra la luminancia en cada punto de la cuadrícula","Нижеследующая таблица отражает Яркость на каждой точке  сетки",null,null,null,"[SEAD street lighting tool_1.7.2_inprogress.xls]Luminance Calcs'!$B$10"]
[null,"Average","Average","Moyenne","Promedio","Средний",null,null,null,"[SEAD street lighting tool_1.7.2_inprogress.xls]Luminance Calcs CIE'!$A$1"]
[null,"Minimum","Minimum","Minimal","Mínimo","Минимальный",null,null,null,"[SEAD street lighting tool_1.7.2_inprogress.xls]Luminance Calcs CIE'!$B$1"]
[null,"Maximum","Maximum","Maximal","Máximo","Максимальный ",null,null,null,"[SEAD street lighting tool_1.7.2_inprogress.xls]Luminance Calcs CIE'!$C$1"]
[null,"Minimum/Average","Minimum/Average","Minimal/Moyenne","Mínimo/Promedio","Минимальный / Средний ",null,null,null,"[SEAD street lighting tool_1.7.2_inprogress.xls]Luminance Calcs CIE'!$D$1"]
[null,"Maximum/Minimum","Maximum/Minimum","Maximal/Minimal","Máximo/Mínimo","Максимальный / Минимальный ",null,null,null,"[SEAD street lighting tool_1.7.2_inprogress.xls]Luminance Calcs CIE'!$E$1"]
[null,"(enter values here)","(enter values here)","(entrez les valeurs ici)","(introduzca valores aquí)","(введите значения здесь)"]
[null,"(read me)","(read me)","(me lire)","(léame)","(читать) "]
[null,"(navigate)","(navigate)","(naviguer)","(navegar)","(перейти) "]
[null,"Output","Output","Sortie","Salida","Выходные данные "]
[416,"Illuminance vs Wattage","Illuminance vs Wattage","Éclairement vs puissance","Iluminancia vs Potencia","Освещенность против мощностьи (в ваттах) "]
[417,"Target vs Actual Avg Illuminance","Target vs Actual Avg Illuminance","Cible vs éclairement réel moyen","Iluminancia Objetivo vs Promedio Actual","Целевая против фактической Средней Освещенности"]
[418,"Uniformity (Illuminance)","Uniformity (Illuminance)","Uniformité (Éclairement)","Uniformidad (Iluminancia)","Однородность (Освещенность) "]
[419,"Luminance vs Wattage","Luminance vs Wattage","Luminance vs puissance","Luminancia vs Potencia","Яркость против мощности (в ваттах) "]
[420,"Target vs Actual Avg Luminance","Target vs Actual Avg Luminance","Cible vs luminance réel moyen","Luminancia Objetivo vs Promedio Actual","Целевая против фактической Средней Яркости "]
[421,"Uniformity (Luminance)","Uniformity (Luminance)","Uniformité (Luminance)","Uniformidad (Luminancia)","Однородность (яркость) "]
[422,"Net Present Value - Total Cost of Ownership","Net Present Value - Total Cost of Ownership","Valeur actualisée nette - coût total de possession","Valor Presente Neto - Costo total de propiedad","Чистая приведенная стоимость - Совокупная стоимость собственности  "]
[423,"Dashboard","Dashboard","Tableau de bord","Tablero de Instrumentos","Приборная доска",null,null,null,"[SEAD street lighting tool_1.7.2_inprogress.xls]Dashboard'!$B$1"]
[424,"Inputs","Inputs","Saisies de données","Datos de entrada","Inputs ",null,null,null,"[SEAD street lighting tool_1.7.2_inprogress.xls]Input'!$B$1"]
[425,"Simulation ID","Simulation ID","Simulation ID","ID de simulación","ID Моделирования ",null,null,null,"[SEAD street lighting tool_1.7.2_inprogress.xls]Input'!$B$3",null,"[SEAD street lighting tool_1.7.2_inprogress.xls]Annual Energy'!$B$3","[SEAD street lighting tool_1.7.2_inprogress.xls]Illuminance'!$B$3","[SEAD street lighting tool_1.7.2_inprogress.xls]Luminance'!$B$3","[SEAD street lighting tool_1.7.2_inprogress.xls]Simple Payback'!$B$3","[SEAD street lighting tool_1.7.2_inprogress.xls]Net Present Value'!$B$3","[SEAD street lighting tool_1.7.2_inprogress.xls]ROI'!$B$3"]
[426,"Fixture Name","Fixture Name","Nom du luminaire","Nombre de la luminaria","Название Светильника ",null,null,null,"[SEAD street lighting tool_1.7.2_inprogress.xls]Input'!$C$3",null,"[SEAD street lighting tool_1.7.2_inprogress.xls]Annual Energy'!$C$3","[SEAD street lighting tool_1.7.2_inprogress.xls]Illuminance'!$C$3","[SEAD street lighting tool_1.7.2_inprogress.xls]Luminance'!$C$3","[SEAD street lighting tool_1.7.2_inprogress.xls]Simple Payback'!$C$3","[SEAD street lighting tool_1.7.2_inprogress.xls]Net Present Value'!$C$3","[SEAD street lighting tool_1.7.2_inprogress.xls]ROI'!$C$3"]
[427,"Type","Type","Type ","Tipo","Тип",null,null,null,"[SEAD street lighting tool_1.7.2_inprogress.xls]Input'!$D$3",null,"[SEAD street lighting tool_1.7.2_inprogress.xls]Annual Energy'!$D$3","[SEAD street lighting tool_1.7.2_inprogress.xls]Illuminance'!$D$3","[SEAD street lighting tool_1.7.2_inprogress.xls]Luminance'!$D$3","[SEAD street lighting tool_1.7.2_inprogress.xls]Simple Payback'!$D$3","[SEAD street lighting tool_1.7.2_inprogress.xls]Net Present Value'!$D$3","[SEAD street lighting tool_1.7.2_inprogress.xls]ROI'!$D$3"]
[428,"Watts","Watts","Watts","Vatios","Вт",null,null,null,"[SEAD street lighting tool_1.7.2_inprogress.xls]Input'!$E$3",null,"[SEAD street lighting tool_1.7.2_inprogress.xls]Annual Energy'!$E$3","[SEAD street lighting tool_1.7.2_inprogress.xls]Illuminance'!$E$3","[SEAD street lighting tool_1.7.2_inprogress.xls]Luminance'!$E$3","[SEAD street lighting tool_1.7.2_inprogress.xls]Simple Payback'!$E$3","[SEAD street lighting tool_1.7.2_inprogress.xls]Net Present Value'!$E$3","[SEAD street lighting tool_1.7.2_inprogress.xls]ROI'!$E$3"]
[null,"Fixtures/km","Fixtures/km","Luminaires/km","Luminarias/km","Светильники / км ",null,null,null,"[SEAD street lighting tool_1.7.2_inprogress.xls]Input'!$F$3"]
[null,{"$f":"INDEX(C429:G429,MATCH($B$11,$C$11:$G$11,0))","v":"Number of Lanes"},"Number of Lanes","Nombre de voies","Número de carriles","Количество полос ",null,null,null,"[SEAD street lighting tool_1.7.2_inprogress.xls]Input'!$G$3"]
[null,"Lane Width","Lane Width","Largeur de la voie","Ancho de carril","Ширина полосы ",null,null,null,"[SEAD street lighting tool_1.7.2_inprogress.xls]Input'!$H$3"]
[null,"Shoulder Width","Shoulder Width","Largeur d'accotement","Ancho del codo","Ширина плеча  "]
[null,"Median Width","Median Width","Largeur médiale","Mediana del Ancho","Ширина Медианы   ",null,null,null,"[SEAD street lighting tool_1.7.2_inprogress.xls]Input'!$J$3"]
[null,"Pole Placement","Pole Placement","Emplacement du poteau","Posición del poste","Размещение столбов  ",null,null,null,"[SEAD street lighting tool_1.7.2_inprogress.xls]Input'!$K$3"]
[null,"Luminaire Mounting Height","Luminaire Mounting Height","Hauteur de pose des luminaires","Altura de montaje de luminaria","Высота установки осветительной   ",null,null,null,"[SEAD street lighting tool_1.7.2_inprogress.xls]Input'!$L$3"]
[null,"Pole Spacing","Pole Spacing","Espacement des poteaux","Espaciamiento de poste","Расстояние межды столбами ",null,null,null,"[SEAD street lighting tool_1.7.2_inprogress.xls]Input'!$M$3"]
[null,"Pole Setback","Pole Setback","Poteau en retrait","Reajuste del poste","Отступ столба ",null,null,null,"[SEAD street lighting tool_1.7.2_inprogress.xls]Input'!$N$3"]
[null,"Arm Length","Arm Length","Longueur de potence","Largo de brazo","Длина кронштейна",null,null,null,"[SEAD street lighting tool_1.7.2_inprogress.xls]Input'!$O$3"]
[null,"Lighting Output Multiplier","Lighting Output Multiplier","Multiplicateur de la puissance lumineuse de sortie","Multiplicador de iluminación","Множитель  светоотдача",null,null,null,"[SEAD street lighting tool_1.7.2_inprogress.xls]Input'!$P$3"]
[null,"Annual Energy","Annual Energy","Énergie annuelle","Energía Anual","Годовое потребление энергии ",null,null,null,"[SEAD street lighting tool_1.7.2_inprogress.xls]Annual Energy'!$B$1"]
[null,"kWh/fixture","kWh/fixture","kWh/luminaire","kWh/luminaria","кВт час / светильник ",null,null,null,"[SEAD street lighting tool_1.7.2_inprogress.xls]Annual Energy'!$F$3"]
[null,"kWh/kilometer/yr","kWh/kilometer/yr","kWh/kilomètre/année","kWh/kilómetro/año","кВт час/ км / год ",null,null,null,"[SEAD street lighting tool_1.7.2_inprogress.xls]Annual Energy'!$G$3"]
[null,"Illuminance","Illuminance","Éclairement","Iluminancia","Освещенность ",null,null,null,"[SEAD street lighting tool_1.7.2_inprogress.xls]Illuminance'!$B$1"]
[null,"Average","Average","Moyenne","Promedio","Средний ",null,null,null,"[SEAD street lighting tool_1.7.2_inprogress.xls]Illuminance'!$F$3",null,"[SEAD street lighting tool_1.7.2_inprogress.xls]Luminance'!$F$3"]
[null,"Minimum","Minimum","Minimal","Mínimo","Минимальный ",null,null,null,"[SEAD street lighting tool_1.7.2_inprogress.xls]Illuminance'!$G$3",null,"[SEAD street lighting tool_1.7.2_inprogress.xls]Luminance'!$G$3"]
[null,"Maximum","Maximum","Maximal","Máximo","Максимальний ",null,null,null,"[SEAD street lighting tool_1.7.2_inprogress.xls]Illuminance'!$H$3",null,"[SEAD street lighting tool_1.7.2_inprogress.xls]Luminance'!$H$3"]
[null,"Uniformity","Uniformity","Uniformité","Uniformidad","Однородность ",null,null,null,"[SEAD street lighting tool_1.7.2_inprogress.xls]Illuminance'!$I$3"]
[null,"Target Average","Target Average","Cible moyenne","Objetivo Promedio","Целевая Средняя  ",null,null,null,"[SEAD street lighting tool_1.7.2_inprogress.xls]Illuminance'!$J$3",null,"[SEAD street lighting tool_1.7.2_inprogress.xls]Luminance'!$K$3"]
[null,"Target Minimum","Target Minimum","Cible minimum","Objetivo Mínimo","Целевая Минимальная "]
[null,"Meets Illuminance?","Meets Illuminance?","Éclairement respectée?","Cumple con la Iluminancia?","Соответствует требованиям Освещенности? ",null,null,null,"[SEAD street lighting tool_1.7.2_inprogress.xls]Illuminance'!$L$3"]
[null,"Luminance","Luminance","Luminance","Luminancia","Яркость ",null,null,null,"[SEAD street lighting tool_1.7.2_inprogress.xls]Luminance'!$B$1"]
[null,"Uniformity - Lavg/Lmin","Uniformity - Lavg/Lmin","Uniformité - (L moyen / L minimal)","Uniformidad - (L avg / L min)","Однородность - L сред. / L мин. ",null,null,"\r\ntMsg1"]
[null,"Uniformity - Lmax/Lmin","Uniformity - Lmax/Lmin","Uniformité - (L MAX / L minimal)","Uniformidad - (L max / L min)","Однородность – L макс. / L мин. ",null,null,"\r\ntMsg2"]
[null,"Overall Uniformity (min/avg)","Overall Uniformity (min/avg)","Uniformité totale (min/moyenne)","Uniformidad Global (min/promedio)","Общая равномерность (мин. / ср.) ",null,null,"\r\ntMsg3","[SEAD street lighting tool_1.7.2_inprogress.xls]Lighting Standards'!$G$20",null,"[SEAD street lighting tool_1.7.2_inprogress.xls]MResults'!$T$2"]
[null,"Longitudinal Uniformity (min/max)","Longitudinal Uniformity (min/max)","Uniformité longitudinale (max/min)","Uniformidad Longitudinal (max/min)","Продольная Однородность (мин / макс) ",null,null,"\r\ntMsg4","[SEAD street lighting tool_1.7.2_inprogress.xls]Lighting Standards'!$G$21",null,"[SEAD street lighting tool_1.7.2_inprogress.xls]MResults'!$U$2"]
[null,"Target Uniformity - avg/min","Target Uniformity - avg/min","Uniformité de la cible - moy/min","Uniformidad objetivo - prom/mín","Целевая Однородность - ср / мин ",null,null,"\r\nt\r\ntMsg5"]
[null,"Target Uniformity - max/min","Target Uniformity - max/min","Uniformité de la cible - max/min","Uniformidad objetivo - máx/mín","Целевая Однородность - макс / мин ",null,null,"\r\ntMsg6"]
[null,"Meets Luminance?","Meets Luminance?","Luminance respectée?","Cumple con la Iluminancia?","Соответствует требованиям яркости? ",null,null,"\r\ntMsg7","[SEAD street lighting tool_1.7.2_inprogress.xls]Luminance'!$N$3"]
[null,"Target Overall Uniformity (min/avg)","Target Overall Uniformity (min/avg)","Uniformité totale de la cible (min/moy)","Uniformidad Global Objetivo (mín/prom)","Целевая Общая равномерность (мин ./ ср.) ",null,null,"\r\ntMsg8","[SEAD street lighting tool_1.7.2_inprogress.xls]Illuminance'!$K$3",null,"[SEAD street lighting tool_1.7.2_inprogress.xls]MResults'!$M$2","[SEAD street lighting tool_1.7.2_inprogress.xls]MResults'!$W$2"]
[null,"Target Longitudinal Uniformity (max/min)","Target Longitudinal Uniformity (max/min)","Uniformité longitudinale de la cible (max/min)","Uniformidad Longitudinal Objetivo (máx/mín)","Целевая Продольная Однородность (макс / мин)",null,null,"\r\ntMsg9","[SEAD street lighting tool_1.7.2_inprogress.xls]MResults'!$X$2"]
[null,"Simple Payback","Simple Payback","Période de récupération simple","Recuperación simple","Простой срок окупаемости ",null,null,null,"[SEAD street lighting tool_1.7.2_inprogress.xls]Simple Payback'!$B$1"]
[null,"Total Installation Cost","Total Installation Cost","Coût d'installation total","Costo total de instalación","Общая стоимость установки ",null,null,null,"[SEAD street lighting tool_1.7.2_inprogress.xls]Simple Payback'!$F$3"]
[null,"Total Annual Cost","Total Annual Cost","Coût d'installation annuel","Costo total anual","Общие ежегодные затраты ",null,null,null,"[SEAD street lighting tool_1.7.2_inprogress.xls]Simple Payback'!$G$3"]
[null,"Installation Cost Difference (to baseline)","Installation Cost Difference (to baseline)","Différence de coûts d'installation (par rapport au luminaire de référence)","Diferencia en el costo de instalación (de la línea base)","Разница Стоимости Установки (от исходного/базового) ",null,null,null,"[SEAD street lighting tool_1.7.2_inprogress.xls]Simple Payback'!$H$3"]
[null,"Annual Cost Savings (to baseline)","Annual Cost Savings (to baseline)","Économies de coûts annuelles (par rapport au luminaire de référence)","Ahorros de costos anuales  (de la línea de base)","Годовая Экономия расходов (от исходного) ",null,null,null,"[SEAD street lighting tool_1.7.2_inprogress.xls]Simple Payback'!$I$3"]
[null,"Simple Payback","Simple Payback","Période de récupération simple","Recuperación simple","Простой срок окупаемости ",null,null,null,"[SEAD street lighting tool_1.7.2_inprogress.xls]Simple Payback'!$J$3"]
[null,"Net Present Value - Total Cost of Ownership","Net Present Value - Total Cost of Ownership","Valeur actualisée nette - coût total de possession","Valor Presente Neto - Costo total de propiedad","Чистая приведенная стоимость - совокупная стоимость собственности ",null,null,null,"[SEAD street lighting tool_1.7.2_inprogress.xls]Net Present Value'!$B$1"]
[null,"Year 0","Year 0","Année 0","Año 0","Год 0",null,null,null,"[SEAD street lighting tool_1.7.2_inprogress.xls]Net Present Value'!$F$3"]
[null,"Year 1","Year 1","Année 1","Año 1"," Год 1",null,null,null,"[SEAD street lighting tool_1.7.2_inprogress.xls]ROI'!$F$3",null,"[SEAD street lighting tool_1.7.2_inprogress.xls]Net Present Value'!$G$3"]
[null,"Year 2","Year 2","Année 2","Año 2","Год 2",null,null,null,"[SEAD street lighting tool_1.7.2_inprogress.xls]ROI'!$G$3",null,"[SEAD street lighting tool_1.7.2_inprogress.xls]Net Present Value'!$H$3"]
[null,"Year 3","Year 3","Année 3","Año 3","Год 3",null,null,null,"[SEAD street lighting tool_1.7.2_inprogress.xls]ROI'!$H$3",null,"[SEAD street lighting tool_1.7.2_inprogress.xls]Net Present Value'!$I$3"]
[null,"Year 4","Year 4","Année 4","Año 4","Год 4",null,null,null,"[SEAD street lighting tool_1.7.2_inprogress.xls]ROI'!$I$3",null,"[SEAD street lighting tool_1.7.2_inprogress.xls]Net Present Value'!$J$3"]
[null,"Year 5","Year 5","Année 5","Año 5","Год 5",null,null,null,"[SEAD street lighting tool_1.7.2_inprogress.xls]ROI'!$J$3",null,"[SEAD street lighting tool_1.7.2_inprogress.xls]Net Present Value'!$K$3"]
[null,"Year 6","Year 6","Année 6","Año 6","Год 6",null,null,null,"[SEAD street lighting tool_1.7.2_inprogress.xls]ROI'!$K$3",null,"[SEAD street lighting tool_1.7.2_inprogress.xls]Net Present Value'!$L$3"]
[null,"Year 7","Year 7","Année 7","Año 7","Год 7",null,null,null,"[SEAD street lighting tool_1.7.2_inprogress.xls]ROI'!$L$3",null,"[SEAD street lighting tool_1.7.2_inprogress.xls]Net Present Value'!$M$3"]
[null,"Year 8","Year 8","Année 8","Año 8","Год 8",null,null,null,"[SEAD street lighting tool_1.7.2_inprogress.xls]ROI'!$M$3",null,"[SEAD street lighting tool_1.7.2_inprogress.xls]Net Present Value'!$N$3"]
[null,"Year 9","Year 9","Année 9","Año 9","Год 9",null,null,null,"[SEAD street lighting tool_1.7.2_inprogress.xls]ROI'!$N$3",null,"[SEAD street lighting tool_1.7.2_inprogress.xls]Net Present Value'!$O$3"]
[null,"Year 10","Year 10","Année 10","Año 10","Год 10",null,null,null,"[SEAD street lighting tool_1.7.2_inprogress.xls]ROI'!$O$3",null,"[SEAD street lighting tool_1.7.2_inprogress.xls]Net Present Value'!$P$3"]
[null,"Year 11","Year 11","Année 11","Año 11","Год 11",null,null,null,"[SEAD street lighting tool_1.7.2_inprogress.xls]ROI'!$P$3",null,"[SEAD street lighting tool_1.7.2_inprogress.xls]Net Present Value'!$Q$3"]
[null,"Year 12","Year 12","Année 12","Año 12","Год 12",null,null,null,"[SEAD street lighting tool_1.7.2_inprogress.xls]ROI'!$Q$3",null,"[SEAD street lighting tool_1.7.2_inprogress.xls]Net Present Value'!$R$3"]
[null,"Year 13","Year 13","Année 13","Año 13","Год 13",null,null,null,"[SEAD street lighting tool_1.7.2_inprogress.xls]ROI'!$R$3",null,"[SEAD street lighting tool_1.7.2_inprogress.xls]Net Present Value'!$S$3"]
[null,"Year 14","Year 14","Année 14","Año 14","Год 14",null,null,null,"[SEAD street lighting tool_1.7.2_inprogress.xls]ROI'!$S$3",null,"[SEAD street lighting tool_1.7.2_inprogress.xls]Net Present Value'!$T$3"]
[null,"Year 15","Year 15","Année 15","Año 15","Год 15",null,null,null,"[SEAD street lighting tool_1.7.2_inprogress.xls]ROI'!$T$3",null,"[SEAD street lighting tool_1.7.2_inprogress.xls]Net Present Value'!$U$3"]
[null,"Year 16","Year 16","Année 16","Año 16","Год 16",null,null,null,"[SEAD street lighting tool_1.7.2_inprogress.xls]ROI'!$U$3",null,"[SEAD street lighting tool_1.7.2_inprogress.xls]Net Present Value'!$V$3"]
[null,"Year 17","Year 17","Année 17","Año 17","Год 17",null,null,null,"[SEAD street lighting tool_1.7.2_inprogress.xls]ROI'!$V$3",null,"[SEAD street lighting tool_1.7.2_inprogress.xls]Net Present Value'!$W$3"]
[null,"Year 18","Year 18","Année 18","Año 18","Год 18",null,null,null,"[SEAD street lighting tool_1.7.2_inprogress.xls]ROI'!$W$3",null,"[SEAD street lighting tool_1.7.2_inprogress.xls]Net Present Value'!$X$3"]
[null,"Year 19","Year 19","Année 19","Año 19","Год 19",null,null,null,"[SEAD street lighting tool_1.7.2_inprogress.xls]ROI'!$X$3",null,"[SEAD street lighting tool_1.7.2_inprogress.xls]Net Present Value'!$Y$3"]
[null,"Year 20","Year 20","Année 20","Año 20","Год 20 ",null,null,null,"[SEAD street lighting tool_1.7.2_inprogress.xls]ROI'!$Y$3",null,"[SEAD street lighting tool_1.7.2_inprogress.xls]Net Present Value'!$Z$3"]
[null,"Charts","Charts","Tableaux","Gráficos","Диаграммы"]
[null,"Wattage","Wattage","Puissance","Potencia","Мощность"]
[null,"Illuminance","Illuminance","Éclairement","Iluminancia","Освещенность"]
[null,"Luminance","Luminance","Luminance","Luminancia","Яркость"]
[null,"Baseline","Baseline","De base","Línea base ","Базовый"]
[null,{"$f":"INDEX(C493:G493,MATCH($B$11,$C$11:$G$11,0))","v":"Passes"},"Passes","Réussie le test ","Cumple","проходит"]
[null,"Fails","Fails","Échoue le test","No Cumple","не проходит"]
[null,"Target-Average Illuminance","Target-Average Illuminance","Éclairement cible moyen","Objetivo-Iluminancia Promedio","Цель-Средняя Освещенность "]
[null,"Average Illuminance","Average Illuminance","Éclairement moyen","Iluminancia promedio","Средняя освещенность"]
[null,"Target-Average Luminance","Target-Average Luminance","Luminance cible moyen","Objetivo-Luminancia Promedio","Цель-Средняя яркость"]
[null,"Average Luminance","Average Luminance","Moyenne de luminance","Luminancia Promedio","Средняя яркость"]
[null,"Min to Avg","Min to Avg","Min à moy","Mín a Prom","Мин. к сред"]
[null,"Min to Max","Min to Max","Min à max","Mín a Máx","Мин. к макс."]
[null,"Avg to Min","Avg to Min","Moy à min","Prom a Mín","Сред. к мин."]
[null,"Max to Min","Max to Min","Max à min","Máx a Mín","Макс. к мин."]
[null,"Each set of values below  represent luminace as observed from different observer positions. Observers are assumed to be in the middle of each lane.","Each set of values below  represent luminace as observed from different observer positions. Observers are assumed to be in the middle of each lane.","Chaque ensemble de valeurs représente luminance observé à partir de différentes positions. On présume que les observateurs étaient positionnés au milieu de chaque voie","Cada grupo de valores a continuación representa la luminancia observada desde diferentes posiciones de observación. Se asume que los observadores están en el medio de cada carril.","Каждый набор значений ниже представляет яркость в том виде как она видится смотрящему с разных позиций наблюдния. Предполагается, что смотрящие находятся на середине каждой полосы.",null,null,null,"[SEAD street lighting tool_1.7.2_inprogress.xls]Luminance Calcs CIE'!$G$6"]
[null,"Optional Inputs","Optional Inputs","Données d'entrée facultatives","Datos de entrada opcionales","Дополнительные вводы",null,null,null,"[SEAD street lighting tool_1.7.2_inprogress.xls]Add IES Files'!$D$15:$K$15"]
[null,"If desired, enter the value for each fixture in the appropriate column. If you wish to use the default value, leave the column blank.","If desired, enter the value for each fixture in the appropriate column. If you wish to use the default value, leave the column blank.","Au besoin, entrez la valeur de chaque luminaire dans la colonne appropriée. Si vous préférez utiliser la valeur par défaut, laissez la colonne vide.","Si lo desea, introduzca el valor de cada luminario en la columna correspondiente. Para utilizar el valor predeterminado, deje la columna en blanco","При желании, введите значение для каждого светильника  в соответствующей колонке. Если вы хотите использовать значение по умолчанию, оставьте столбец пустым",null,null,null,"[SEAD street lighting tool_1.7.2_inprogress.xls]Add IES Files'!$D$16"]
[null,"Blue indicates values that are not default","Blue indicates values that are not default","La couleur bleue indique les valeurs qui ne sont pas définies par défaut.","El color azul indica valores que no son predeterminados","Синий цвет обозначает значения, которые не являются по умолчанию"]
[null,"Return on Investment (after 'x' years)","Return on Investment (after 'x' years)","Rendement des investissements (après « X » années).","Retorno de la inversión (luego de 'X' años)","Рентабельность инвестиций (после 'X' года)",null,null,null,"[SEAD street lighting tool_1.7.2_inprogress.xls]ROI'!$B$1",null,"[SEAD street lighting tool_1.7.2_inprogress.xls]CostCalcs'!$U$22","[SEAD street lighting tool_1.7.2_inprogress.xls]MResults'!$AZ$1"]
[null,"Upgrade is cheaper to install than baseline!","Upgrade is cheaper to install than baseline!","Le luminaire amélioré coûte moins cher à installer qu'un luminaire de référence.","Es más económico instalar la actualización que la línea base!  ","Установка  модернизированных приборов дешевле, чем базовой!",null,null,null,"[SEAD street lighting tool_1.7.2_inprogress.xls]CostCalcs'!$U$23"]
[null,"Upgrade is more costly to operate!","Upgrade is more costly to operate!","Le coût de fonctionnement du luminaire amélioré est plus élevé!","Es más costoso operar la actualización!","Эксплуатация модернизированных приборов обходится дороже!",null,null,null,"[SEAD street lighting tool_1.7.2_inprogress.xls]CostCalcs'!$U$23"]
[null,"Return on Investment is calculated using the Internal Rate of Return (IRR) method, including maintenance and energy escalation rates but not the user-entered discount rate","Return on Investment is calculated using the Internal Rate of Return (IRR) method, including maintenance and energy escalation rates but not the user-entered discount rate","Le rendement des investissements se calcule avec la méthode du taux de rendement interne, qui comprend l'indice d'actualisation des coûts d'entretien et de l'énergie, mais pas le taux d'actualisation entré par l'utilisateur.","El retorno de la inversión se calcula utilizando el método de la tasa interna de retorno (TIR), incluyendo el mantenimiento y tasas de la energía escalada, pero no la tasa de descuento ingresada por el usuario ","Рентабельность инвестиций рассчитывается с использованием метода внутренней норма доходности (IRR), в том числе повышение тарифов на техническое обслуживание и энергию,  а не введенной пользователем учетной ставки",null,null,null,"[SEAD street lighting tool_1.7.2_inprogress.xls]ROI'!$B$2"]
[null,"Required Inputs","Required Inputs","Données d'entrée obligatoires","Datos de entrada requeridos","Необходимые вводы",null,null,null,"[SEAD street lighting tool_1.7.2_inprogress.xls]Add IES Files'!$A$15:$C$15"]
[null,"Step 1: Save the IES files you would like to upload to the tool into a folder on your hard drive","Step 1: Save the IES files you would like to upload to the tool into a folder on your hard drive","Étape 1 : Sauvegardez les fichiers IES à téléverser vers l'outil dans un dossier de votre disque dur.","Paso 1: Guarde los archivos IES que desea cargar en la herramienta en una carpeta en su disco duro","Шаг 1: Сохраните IES файлы которые вы хотите загрузить на инструмент в папку на жестком диске ",null,null,null,"[SEAD street lighting tool_1.7.2_inprogress.xls]Add IES Files'!$A$5"]
[null,"Step 2: Select “Add files to list below”","Step 2: Select “Add files to list below”","Étape 2 : Sélectionnez « Ajouter des fichiers à la liste ci-dessous ».","Paso 2: Seleccione \"Agregar archivos a la lista a continuación\"","Шаг 2: Выберите \"Добавить файлы в список ниже\"",null,null,null,"[SEAD street lighting tool_1.7.2_inprogress.xls]Add IES Files'!$A$6"]
[null,"Step 3: Use the dialog box to find the folder where the files are saved on your hard drive. Select one of the files in the folder and click “Open”","Step 3: Use the dialog box to find the folder where the files are saved on your hard drive. Select one of the files in the folder and click “Open”","Étape 3 : Utilisez la boîte de dialogue pour trouver le dossier où les fichiers ont été sauvegardés. Sélectionnez un des fichiers dans le dossier et cliquez sur « Ouvrir »,","Paso 3: Utilice el cuadro de diálogo para buscar la carpeta en el disco duro donde guardó los archivos. Seleccione uno de los archivos de la carpeta y haga clic en \"Abrir\"","Шаг 3: Используйте диалоговое окно, чтобы найти папку, где сохраняются файлы на жестком диске. Выберите один из файлов в папке и нажмите \"Открыть\" ",null,null,null,"[SEAD street lighting tool_1.7.2_inprogress.xls]Add IES Files'!$A$7"]
[null,"Step 4: Enter a name for the fixture that you can use to identify the fixture in the tool analysis (the default will be the file name)","Step 4: Enter a name for the fixture that you can use to identify the fixture in the tool analysis (the default will be the file name)","Étape 4 : Entrez un nom que vous pouvez utiliser pour identifier le luminaire à analyser (le nom par défaut sera celui du fichier).","Paso 4: Ingrese un nombre que pueda utilizar para identificar el luminario en el análisis de la herramienta (el valor predeterminado será el nombre del archivo)","Шаг 4: Введите название светильника, который можно использовать для идентификации светильника  в анализе инструмента (по умолчанию будет имя файла)",null,null,null,"[SEAD street lighting tool_1.7.2_inprogress.xls]Add IES Files'!$A$8"]
[null,"Step 5: Enter the Fixture Type (HPS, MH, or LED)","Step 5: Enter the Fixture Type (HPS, MH, or LED)","Étape 5 : Sélectionnez un type de luminaire [à halogénures métalliques (HM), à vapeur de sodium à haute pression (VSHP) ou à diodes électroluminescentes (DEL)].","Paso 5: Escriba el Tipo de Luminario (SAP, LED, AM)","Шаг 5: Введите тип светильника  (HPS, MH, или LED)",null,null,null,"[SEAD street lighting tool_1.7.2_inprogress.xls]Add IES Files'!$A$9"]
[null,"Step 6: If desired, enter data for optional inputs found in columns D-K","Step 6: If desired, enter data for optional inputs found in columns D-K","Étape 6 : Au besoin, entrez les données facultatives qui se trouvent dans les colonnes D à K.","Paso 6: Si desea, ingrese los datos de entrada opcionales en las columnas D-K","Шаг 6: При необходимости введите данные для дополнительных вводов найденных в колонках D-K",null,null,null,"[SEAD street lighting tool_1.7.2_inprogress.xls]Add IES Files'!$A$10"]
[null,"Step 7: Select \"Begin upload of IES files listed below\"","Step 7: Select \"Begin upload of IES files listed below\"","Étape 7 : Sélectionnez « Commencer le téléversement des fichiers IES figurant sur la liste ci-dessous ».","Paso 7: Seleccione \"Comenzar la carga de los archivos IES listados a continuación\"","Шаг 7: Выберите \"Начать загрузку IES файлов, перечисленных ниже\"",null,null,null,"[SEAD street lighting tool_1.7.2_inprogress.xls]Add IES Files'!$A$11"]
[null,"Step 8: Return to “Fixtures” tab and select the fixtures that you want to include in this analysis","Step 8: Return to “Fixtures” tab and select the fixtures that you want to include in this analysis","Étape 8 : Retournez à l'onglet « Luminaires » et sélectionnez les luminaires à inclure dans cette analyse.","Paso 8: Regrese a la pestaña de \"Luminarios\" y seleccione los luminarios que desea incluir en este análisis","Шаг 8: Возвращайтесь в закладку \"Светильники\" и выберите светильник, который вы хотите включить в этот анализ ",null,null,null,"[SEAD street lighting tool_1.7.2_inprogress.xls]Add IES Files'!$A$12"]
[null,"Error! Check the value entered for 'pole configuration' and try again","Error! Check the value entered for 'pole configuration' and try again","Erreur! Vérifiez la valeur entrée pour la « configuration des poteaux » et essayez encore.","Error! Verifique el valor ingresado para 'configuración de poste' e intente de nuevo","Ошибка! Проверьте введенное значение для ' конфигурации столба' и попробуйте еще раз",null,null,"\r\npoleconfigError"]
[null,"Calculations can be performed using assumptions from the CIE method, IES method or both. Would you like to view the grid spacing for the CIE or the IES method?","Calculations can be performed using assumptions from the CIE method, IES method or both. Would you like to view the grid spacing for the CIE or the IES method?","Il est possible de faire les calculs en utilisant les hypothèses de la méthode CIE, de la méthode IES  ou des deux méthodes.","Los cálculos se pueden hacer usando suspuestos del método CIE, del método IES, o de ambos. Desea ver el espaciado de la cuadrícula por el método IES o CIE ?","Расчеты могут быть выполнены с использованием предположений  из метода CIE, метода IES или обоих. Хотите посмотреть размер шага решётки для метода CIE или IES ?",null,null,"\r\ntCieIesChoice\r\ntestrange"]
[null,"Pavement Type (only required for luminance calculations)","Pavement Type (only required for luminance calculations)","Type de structure de chaussée (seulement pour les calculs de la luminance)","Tipo de pavimento (sólo se requiere para los cálculos de luminancia)","Тип Дорожного покрытия (требуется только для расчетов яркости)",null,null,null,"[SEAD street lighting tool_1.7.2_inprogress.xls]Road Geometry'!$B$23"]
[null,"View your inputs:","View your inputs:","Voir vos entrées :","Ver datos de entrada","Проверить ввод : ",null,null,null,"[SEAD street lighting tool_1.7.2_inprogress.xls]Road Geometry'!$B$27"]
[null,"Previous","Previous","Précédente","Anterior","Назад"]
[null,"Next","Next","Suivante","Siguiente","Далее"]
[null,"All yellow fields can be edited with your specific input assumptions","All yellow fields can be edited with your specific input assumptions","Vous pouvez modifier tous les champs en jaune avec vos hypothèses d'entrée spécifiques.","Todos los campos en amarillo pueden ser editados con supuestos de entrada específicos","Все желтые поля можно редактировать ",null,{"$f":"IF(AND(I526=\"\",J526=\"\"),\"Remove\",\"Check\")","v":"Remove"}]
[null,"IES Method","IES Method","Méthode IES","Método IES ","Метод IES ",null,null,null,"[SEAD street lighting tool_1.7.2_inprogress.xls]Confirmation'!$B$33"]
[null,"CIE Method","CIE Method","Méthode CIE","Método CIE","Метод CIE ",null,null,null,"[SEAD street lighting tool_1.7.2_inprogress.xls]Confirmation'!$B$41"]
[null,"Only the first 125 selected fixtures are shown","Only the first 125 selected fixtures are shown","Seuls les 125 premiers luminaires sélectionnés sont affichés.","Soló se muestran los primeros 125 luminarios","Показаны только первые 125 выбранных светильников  ",null,null,null,"[SEAD street lighting tool_1.7.2_inprogress.xls]Costs'!$B$143"]
[null,"Road configuration is same between baseline and upgrade","Road configuration is same between baseline and upgrade","Il n'y a pas de différence entre la configuration de route de référence et la configuration de route améliorée.","La configuración de la vialidad es la misma para la línea base y para la actualización","Конфигурация дороги  та же, что между базовой и модернизированной",null,null,null,"[SEAD street lighting tool_1.7.2_inprogress.xls]Confirmation'!$B$9"]
[null,"Baseline road configuration is different from the Upgrade configuration - is this intentional?","Baseline road configuration is different from the Upgrade configuration - is this intentional?","La configuration de route de référence est différente de la configuration de route améliorée ─ est-ce intentionnel?","La configuración de la vialidad para la línea base es diferente a la de la actualización, esto es intencional?","Базовая конфигурация дороги отличается от модернизированной конфигурации  - это сделано намеренно? ",null,null,null,"[SEAD street lighting tool_1.7.2_inprogress.xls]Confirmation'!$B$9"]
[null,"The IES calculation method is selected","The IES calculation method is selected","La méthode IES de calcul est sélectionnée.","El método de cálculo seleccionado es el IES","Выбран метод расчета IES  ",null,null,null,"[SEAD street lighting tool_1.7.2_inprogress.xls]Confirmation'!$B$10"]
[null,"The CIE calculation method is selected","The CIE calculation method is selected","La méthode CIE de calcul est sélectionnée.","El método de cálculo seleccionado es el CIE","Выбран метод расчета CIE ",null,null,null,"[SEAD street lighting tool_1.7.2_inprogress.xls]Confirmation'!$B$10"]
[null,"Both calculation methods are selected","Both calculation methods are selected","Les deux méthodes de calcul sont sélectionnées.","Ambos métodos de cálculo fueron seleccionados","Выбираются Оба метода расчета ",null,null,null,"[SEAD street lighting tool_1.7.2_inprogress.xls]Confirmation'!$B$10"]
[null,"No calculation method is selected","No calculation method is selected","Aucune méthode de calcul n'est sélectionnée.","Ningún método de cálculo ha sido seleccionado","Не выбран ни один из методов расчета",null,null,null,"[SEAD street lighting tool_1.7.2_inprogress.xls]Confirmation'!$B$10"]
[null,"You have entered all lighting targets for the IES method","You have entered all lighting targets for the IES method","Vous avez entré toutes les cibles de l'éclairage pour la méthode IES.","Se han ingresado todos los objectivos de iluminación por el método IES","Вы ввели все цели освещения  для метода IES  ",null,null,null,"[SEAD street lighting tool_1.7.2_inprogress.xls]Confirmation'!$B$11"]
[null,"You have NOT completed the lighting targets for the IES method","You have NOT completed the lighting targets for the IES method","Vous n'avez PAS entré toutes les cibles de l'éclairage pour la méthode IES.","No se han ingresado todos los objectivos de iluminación por el método IES","Вы НЕ заполнили все цели освещения  для метода IES  ",null,null,null,"[SEAD street lighting tool_1.7.2_inprogress.xls]Confirmation'!$B$11"]
[null,"You have entered all lighting targets for the CIE method","You have entered all lighting targets for the CIE method","Vous avez entré toutes les cibles de l'éclairage pour la méthode CIE.","Se han ingresado todos los objectivos de iluminación por el método CIE","Вы ввели все цели освещения  для CIE",null,null,null,"[SEAD street lighting tool_1.7.2_inprogress.xls]Confirmation'!$B$12"]
[null,"You have NOT completed the lighting targets for the CIE method","You have NOT completed the lighting targets for the CIE method","Vous n'avez PAS entré toutes les cibles de l'éclairage pour la méthode CIE.","No se han ingresado todos los objectivos de iluminación por el método CIE","Вы НЕ заполнили все цели освещения  для метода CIE",null,null,null,"[SEAD street lighting tool_1.7.2_inprogress.xls]Confirmation'!$B$12"]
[null,"A baseline fixture is selected","A baseline fixture is selected","Un luminaire de référence est sélectionné.","El luminario de referencia ha sido seleccionado","Выбран базовый светильник",null,null,null,"[SEAD street lighting tool_1.7.2_inprogress.xls]Confirmation'!$B$13"]
[null,"No baseline fixture is selected","No baseline fixture is selected","Aucun luminaire de référence n'est sélectionné.","El luminario de referencia no ha sido seleccionado","Не выбран ни один базовый светильник  ",null,null,null,"[SEAD street lighting tool_1.7.2_inprogress.xls]Confirmation'!$B$13"]
[null," upgrade fixtures are selected"," upgrade fixtures are selected"," luminaires améliorés sont sélectionnés."," luminarios de la actualización han sido seleccionados","Выбраны модернизированные светильники",null,null,null,"[SEAD street lighting tool_1.7.2_inprogress.xls]Confirmation'!$B$14"]
[null,"Review the inputs below to make sure you have entered all necessary values and the assumptions accurately reflect your road and fixtures.","Review the inputs below to make sure you have entered all necessary values and the assumptions accurately reflect your road and fixtures.","Examinez les entrées ci-dessous pour vous assurer que vous avez entré toutes les valeurs nécessaires et que les hypothèses correspondent exactement à votre route et à vos luminaires.","Revise los datos de entrada abajo para confirmar que los valores necesarios han sido ingresados y que las suposiciones reflejan con exactitud su vialidad y luminarios.","Просмотрите вводы ниже, чтобы убедиться, что вы ввели все необходимые значения и предположения, которые  точно отражают вашу дорогу и светильники. ",null,null,null,"[SEAD street lighting tool_1.7.2_inprogress.xls]Confirmation'!$B$7:$H$7"]
[null,"Quick check:","Quick check:","Vérification rapide :","Verifique rápidamente","Быстрая проверка:",null,null,null,"[SEAD street lighting tool_1.7.2_inprogress.xls]Confirmation'!$B$8"]
[null,"Review All Inputs","Review All Inputs","Examinez toutes les entrées","Revise todos los datos de entrada","Просмотрите все вводы ",null,null,null,"[SEAD street lighting tool_1.7.2_inprogress.xls]Confirmation'!$B$19"]
[null,"Currently selected fixtures:","Currently selected fixtures:","Luminaires sélectionnés actuellement","Luminarios seleccionados:","Выбранные светильники:",null,null,null,"[SEAD street lighting tool_1.7.2_inprogress.xls]Fixtures'!$B$32"]
[null,"Select one of the fixtures from the list below. To edit the fixture assumptions, find the fixture in the table below","Select one of the fixtures from the list below. To edit the fixture assumptions, find the fixture in the table below","Sélectionnez un des luminaires de la liste ci-dessous. Pour modifier les hypothèses concernant un luminaire, trouvez le luminaire visé dans le tableau ci-dessous.","Seleccione uno de los luminarios de la lista a continuación. Para editar los suposiciones del luminario, localice el luminario en la tabla abajo. ","Выберите один из светильников из списка ниже. Для редактирования предположений для Светильников, найдите необходимый светильник в таблице ниже ",null,null,null,"[SEAD street lighting tool_1.7.2_inprogress.xls]Fixtures'!$B$14:$C$15"]
[null,"Baseline Fixture Summary","Baseline Fixture Summary","Sommaire des luminaires de référence","Resumen del luminario de referencia","Сводка Базового Светильника"]
[null,"Describe Road","Describe Road","Décrivez la route","Describa la vialidad","Описание\nДороги  "]
[null,"Set Lighting Targets","Set Lighting Targets","Établissez les cibles de l'éclairage","Defina los objectivos de iluminación","Выбор стандарта освещения"]
[null,"Choose Fixtures","Choose Fixtures","Choisissez les luminaires","Seleccione los luminarios","Выбор\nСветильника"]
[null,"Identify Costs","Identify Costs","Déterminez les coûts","Identifique costos","Определение\nзатрат"]
[null,"Confirm Inputs","Confirm Inputs","Confirmez les données saisies","Confirme datos de entrada","Подтверждение ввода",null,null,null,"[SEAD street lighting tool_1.7.2_inprogress.xls]Confirmation'!$B$6"]
[null,"Add a fixture","Add a fixture","Ajouter une luminaire","Agregar un luminario","Добавить светильник  "]
[null,"Delete a Fixture","Delete a Fixture","Supprimer un luminaire","Eliminar un luminario","Удалить светильник  "]
[null,"Indicates the horizontal distance from the center of the pole mounting to the fixture centerline. This should include  half of the length of the fixture.\n","Indicates the horizontal distance from the center of the pole mounting to the fixture centerline. This should include  half of the length of the fixture.\n","Indique la distance horizontale à partir du centre du support du poteau jusqu'à la ligne médiane du luminaire.","Indica la distancia horizontal desde el centro del poste a la línea central del luminario.","Указывает горизонтальное расстояние от центра опоры столба до осевой линии светильника. Это должно включать половину длины светильника.",null,null,null,"[SEAD street lighting tool_1.7.2_inprogress.xls]Info'!$A$287:$B$287"]
[null,{"$f":"INDEX(C557:G557,MATCH($B$11,$C$11:$G$11,0))","v":"The SEAD tool comes with several sample fixtures; these are included for the purpose of testing the tool and should not be used for a real analysis. \n\nBefore starting an analysis you should add the appropriate fixture data. You can add additional specific fixtures by using IES files obtained from the manufacturer."},"The SEAD tool comes with several sample fixtures; these are included for the purpose of testing the tool and should not be used for a real analysis. \n\nBefore starting an analysis you should add the appropriate fixture data. You can add additional specific fixtures by using IES files obtained from the manufacturer.","L'outil d'évaluation de l'éclairage des rues SEAD est livré avec plusieurs échantillons de luminaires. Vous pouvez ajouter d'autres luminaires en téléchargeant les données appropriées à partir des fichiers IES. ","La herramienta SEAD viene con varios luminarios de muestra. Pueden agregarse luminarios adicionales cargando los datos apropiados desde los archivos IES.","В инструмент SEAD включены некоторые образцы светильников; они включены с целью проверки функции и не должны использоваться для реального анализа.\n\nПеред началом анализа необходимо добавить соответствующие данные светильника. Вы можете добавить дополнительные конкретные светильники, используя IES-файлы, полученные от производителя. \n",null,null,null,"[SEAD street lighting tool_1.7.2_inprogress.xls]Fixtures'!$B$6:$G$6"]
[null,{"$f":"INDEX(C558:G558,MATCH($B$11,$C$11:$G$11,0))","v":"Road geometry inputs describe the size and shape of the road section, as well as the placement and size of poles. Enter values for both baseline and upgrade. If you are replacing fixtures only, enter the same values in both columns."},"Road geometry inputs describe the size and shape of the road section, as well as the placement and size of poles. Enter values for both baseline and upgrade. If you are replacing fixtures only, enter the same values in both columns.","Les données sur la géométrie de la route précisent les dimensions et la forme de la section de route avec l'emplacement et la hauteur de poteaux","Los datos de la geometría de la vialidad describen el tamaño y la forma de la sección de la vía, así como la ubicación y el tamaño de los postes","Данные геометрии дороги описывают размер и форму участка дороги, а также расположение и размер столбов. Введите значения для обоих исходных и модернизированных вариантов. Если вы заменяете только светильники, введите одинаковые значения в обеих колонках. ",null,null,null,"[SEAD street lighting tool_1.7.2_inprogress.xls]Road Geometry'!$B$5:$F$6"]
[null,{"$f":"INDEX(C559:G559,MATCH($B$11,$C$11:$G$11,0))","v":"The fixtures below are those that have been selected for analysis in the previous step. Review the cost assumptions in the table; however if you have any edits you should make them to the larger table in the previous step (3: Choose Fixtures). "},"The fixtures below are those that have been selected for analysis in the previous step. Review the cost assumptions in the table; however if you have any edits you should make them to the larger table in the previous step (3: Choose Fixtures). ","Les appareils ci-dessous sont celles qui ont été sélectionnées pour l'analyse à l'étape précédente . Passez en revue les hypothèses de coûts dans le tableau ; si vous avez des modifications , vous devez les apporter à la table plus grande à l'étape précédente ( 3 : Choisissez d'ameublement) .","Los accesorios a continuación son los que han sido seleccionados para el análisis en el paso anterior . Revise los supuestos de costes en la mesa ; sin embargo, si usted tiene cualquier edición que usted debe hacer a la mesa más grande en el paso anterior ( 3 : Elija Fixtures ) .","Светильники ниже, это те светильники, которые были выбраны для анализа на предыдущем шаге. Просмотрите предположения о затратах в таблице; тем не менее, если у вас есть какие то поправки, то вы должны сделать их в большой таблице на предыдущем шаге (3: Выборе Светильника).",null,null,null,"[SEAD street lighting tool_1.7.2_inprogress.xls]Costs'!$B$14:$H$14"]
[null,{"$f":"INDEX(C560:G560,MATCH($B$11,$C$11:$G$11,0))","v":"You're missing an input on the Road Geometry tab. Please fix it and try again!"},"You're missing an input on the Road Geometry tab. Please fix it and try again!","Il vous manque une entrée dans l'onglet Géométrie Road. Se il vous plaît corriger et essayez à nouveau !","Te estás perdiendo una entrada en la ficha Ruta de Geometría. Por favor, corrija y vuelva a intentarlo !","У вас не хватает данных  на вкладке Геометрия Дороги. Исправьте ошибку и попробуйте снова!",null,null,"\r\ntMissingRoadGeometry"]
[null,{"$f":"INDEX(C561:G561,MATCH($B$11,$C$11:$G$11,0))","v":"Upload Complete"},"Upload Complete","Téléchargez complet","Subida finalizada","Загрузка завершена  ",null,null,"\r\ntUploadComplete"]
[null,{"$f":"INDEX(C562:G562,MATCH($B$11,$C$11:$G$11,0))","v":"There were errors in"},"There were errors in","Il y avait des erreurs dans","Hubo errores en","Были ошибки в"]
[null,"out of","out of","sur","de los","из"]
[null,"Too Many Columns - use Excel 2007 or greater and save the tool as .xlsm to fix","Too Many Columns - use Excel 2007 or greater and save the tool as .xlsm to fix","Trop de colonnes - utilisent Excel 2007 ou plus et sauver l'outil comme .xlsm pour fixer","Demasiadas columnas - utilizan Excel 2007 o superior y guardar la herramienta como .xlsm para fijar","Слишком много Колонны - использовать Excel 2007 или более, и сохранить инструмент в .xlsm исправить"]
[null,"Unknown Error - contact SEAD at https://superefficient.org for assistance","Unknown Error - contact SEAD at https://superefficient.org for assistance","Erreur inconnue - Contact SEAD à https://superefficient.org d'assistance","Error desconocido - SEAD contacto en https://superefficient.org de ayuda","Неизвестная ошибка - контактная ЮВАО на https://superefficient.org для помощи"]
[null,"Check the Error Log column to identify fixtures with errors","Check the Error Log column to identify fixtures with errors","Vérifiez la colonne du journal des erreurs pour identifier les appareils avec des erreurs","Compruebe la columna del registro de errores para identificar los accesorios con errores","Проверьте столбец ошибки Войдите , чтобы определить светильники с ошибками"]
[null,"Update Baseline View","Update Baseline View","Actualiser le luminaire de référence","Actualizar la vista de la línea de base","Обновить базовый Просмотр"]
[null,{"$f":"INDEX(C568:G568,MATCH($B$11,$C$11:$G$11,0))","v":"Update Upgrade View"},"Update Upgrade View","Actualiser le luminaire amélioré","Actualizar la vista de la actualización","Обновить модернизированный Просмот"]
[null,"Calculate Scenario Results ","Calculate Scenario Results ","Calculer les résultats du scénario","Calcular los resultados del escenario","Рассчитать результаты Сценария "]
[null,{"$f":"INDEX(C570:G570,MATCH($B$11,$C$11:$G$11,0))","v":"General Costs"},"General Costs","Les frais généraux","Costos Generales","Общие расходы"]
[null,"Fixture Costs","Fixture Costs","Coûts des luminaires","Costos del luminario","Затраты Светильника"]
[null,"The tool performs several types of cost analysis. First, it will calculate the simple payback of each upgrade compared to the baseline using using the assumptions below but ignoring inflation and discount rates. It will also calculate the net present value and the percent return on investment in each year of the investment, this time including inflation and discount. ","The tool performs several types of cost analysis. First, it will calculate the simple payback of each upgrade compared to the baseline using using the assumptions below but ignoring inflation and discount rates. It will also calculate the net present value and the percent return on investment in each year of the investment, this time including inflation and discount. ","L'outil effectue plusieurs types d'analyse des coûts . Tout d'abord, il va calculer la période de récupération simple de chaque mise à niveau par rapport à la ligne de base à l'aide en utilisant les hypothèses ci-dessous mais en ignorant l'inflation et les taux d'actualisation . Il calcule également la valeur actuelle nette et le retour sur investissement pour cent pour chaque année de l'investissement , incluant cette fois l'inflation et d'escompte .","La herramienta realiza varios tipos de análisis de costos. En primer lugar, se calculará el retorno simple de cada actualización en comparación con la línea base mediante el uso de los supuestos a continuación, pero haciendo caso omiso de las tasas de inflación y de actualización. También calcular el valor actual neto y el porcentaje de retorno de la inversión en cada año de la inversión , esta vez incluyendo la inflación y el descuento","Инструмент выполняет несколько типов анализа затрат. Во-первых, он будет рассчитывать простой срок окупаемости каждой модернизации по сравнению с базовым уровнем, используя предположения ниже, но игнорируя инфляцию и ставки дисконтирования. Он также рассчитает чистую приведенную стоимость и процент возврата инвестиций за каждый год инвестиций, на этот раз включая инфляцию и скидки."]
[null,"1) Add files to list below","1) Add files to list below","1) Ajouter les fichiers à la liste ci-dessous","1) Agregar archivos a la lista a continuación","1) Добавить файлы в список ниже"]
[null,"2) Begin upload of IES files listed below","2) Begin upload of IES files listed below","2) Commencer le téléchargement des fichiers IES ci-dessous","2) Comenzar la carga de los archivos IES listados a continuación","2) Начните загрузку ниже перечисленных IES файлов, "]
[null,"Error log","Error log","Journal des erreurs","Registro de errores","Журнал ошибок"]
[null,"Do you want to delete the data on the Results page?","Do you want to delete the data on the Results page?","Désirez-vous supprimer les résultats de la page Résultats?","Quiere eliminar los datos en la página de resultados?","Вы хотите удалить данные на странице результатов? "]
[null,"Delete Results?","Delete Results?","Supprimer les résultats?","Eliminar resultados?","Удалить результаты?"]
[null,"Status...","Status...","Statut…","Estado…","Статус ..."]
[null,"Performing calculations, please wait...","Performing calculations, please wait...","Effectuer des calculs , se il vous plaît patienter…","Realización de cálculos , por favor espere…","Выполнение расчетов, пожалуйста, подождите ..."]
[null,"Uploading fixtures, please wait…","Uploading fixtures, please wait…","Le téléchargement de fichiers , se il vous plaît patienter…","Carga de los archivos , por favor espere ...","Загрузка светильники, пожалуйста, подождите ..."]
[null,"The annual increase in nominal price of electricity.","The annual increase in nominal price of electricity.","L'augmentation annuelle du prix nominal de l'électricité .","El incremento anual de los precios nominales de la electricidad .","Ежегодное увеличение номинальной стоимости электроэнергии."]
[null,"Tilt (degrees)","Tilt (degrees)","Inclinaison ( degrés )","Inclinación ( grados)","Наклона (град )"]
[null,"Set installation cost to zero?","Set installation cost to zero?","Coût d'installation mis à zéro ?","Establecer coste de instalación a cero?","Установите стоимость установки до нуля?"]
[null,"Fixtures / Pole","Fixtures / Pole","Luminaires / poteau","Luminarios / Poste"]
[null,"Separation Angle (degrees)","Separation Angle (degrees)","Angle de séparation ( degrés )","Ángulo de separación ( grados)","Разделение Угол (в градусах )"]
[null,"A pole can have either one or two identical fixtures at the top of the pole - enter 1 or 2 in this field to determine which fixtures to include. When there are two fixtures, you must also specify the separation angle in degrees. ","A pole can have either one or two identical fixtures at the top of the pole - enter 1 or 2 in this field to determine which fixtures to include. When there are two fixtures, you must also specify the separation angle in degrees. ","Un pôle peut avoir un ou deux appareils identiques au sommet de la perche - entrez 1 ou 2 dans ce domaine pour déterminer quels appareils à inclure. Quand il ya deux appareils , vous devez également spécifier l'angle de séparation en degrés .","Un polo puede tener uno o dos accesorios idénticos en la parte superior del poste - introduzca 1 o 2 en este campo para determinar qué accesorios a incluir. Cuando hay dos partidos , también debe especificar el ángulo de separación en grados.","Полюс может иметь один или два одинаковых приборов в верхней части полюса - ввести один или два в этой области , чтобы определить, какие приборы для включения. При наличии двух светильники, необходимо также указать угол разделения в градусах."]
[null,"When two fixtures are included on a single pole, the separation angle is measured as the angle between the two arms, which is assumed to be split symetrically around a line perpendicular to the road. This therefore rotates both fixtures around the Z axis (vertical xis). When there is only one fixture, this input is ignored and the fixture is assumed to extend perpendicularly from the pole location into the roadway.","When two fixtures are included on a single pole, the separation angle is measured as the angle between the two arms, which is assumed to be split symetrically around a line perpendicular to the road. This therefore rotates both fixtures around the Z axis (vertical xis). When there is only one fixture, this input is ignored and the fixture is assumed to extend perpendicularly from the pole location into the roadway.","Lorsque deux appareils se trouvent sur un seul pôle, l'angle de séparation est mesuré comme étant l'angle entre les deux bras , qui est supposée être divisée symétriquement autour d'une ligne perpendiculaire à la route . Ce tourne donc à la fois les appareils autour de l'axe Z ( xis vertical) . Lorsqu'il n'y a qu'un seul appareil , cette entrée est ignoré et l'appareil est supposé se étendre perpendiculairement à partir de la position polaire dans la chaussée.","Cuando dos accesorios se incluyen en un solo polo, el ángulo de separación se mide como el ángulo entre los dos brazos , que se supone que ser dividido simétricamente alrededor de una línea perpendicular a la carretera. Por tanto, esta gira ambos accesorios alrededor del eje Z ( xis vertical). Cuando sólo hay un accesorio , esta entrada se ignora y el accesorio se supone que se extienden perpendicularmente desde la ubicación de poste en la carretera.","Когда два светильники включены на одном полюсе,угол разноса измеряется как угол между двумя ветвями , которые , как предполагается, будет разделен симметрично вокруг линии, перпендикулярной дороге. Это , следовательно, вращается как приборы вокруг оси Z ( вертикальной ) XIS . Если имеется только один прибор , этот вход игнорируется, и предполагается, что приспособление для расширения перпендикулярно от полюса месте на проезжую часть ."]
[null,"The tilt is the angle, in degrees, measured between a horizontal line extending perpendicular to the road and the centerline of the fixture extending from the fixture mounting point through the tip of the fixture. Positive degrees indicate a rotation towards the sky. ","The tilt is the angle, in degrees, measured between a horizontal line extending perpendicular to the road and the centerline of the fixture extending from the fixture mounting point through the tip of the fixture. Positive degrees indicate a rotation towards the sky. ","L'inclinaison est l'angle , en degrés, mesuré entre une ligne horizontale se étendant perpendiculairement à la route et la ligne médiane du dispositif de fixation se étendant depuis le luminaire point de fixation à travers l'embout de l'appareil. Degrés positives indiquent une rotation vers le ciel .","La inclinación es el ángulo , en grados, medido entre una línea horizontal que se extiende perpendicular a la carretera y la línea central del dispositivo de fijación que se extiende desde el punto de montaje a través de la punta del accesorio de fijación. Grados positivos indican una rotación hacia el cielo.","Наклона представляет собой угол в градусах , измеренное между горизонтальной линией , проходящей перпендикулярно к дороге и осевой линии , проходящей от прибора к арматуре монтажной точки через наконечник прибора . Положительные градусов указывает на вращение в направлении неба ."]

{"sheet":"Versions","index":24,"n_rows":153,"n_cols":9,"rows_kept":153,"cut":false,"hidden":false,"merged":[]}
[null,null,null,null,null,null,null,null,"Upgrade/Bug list:"]
[null,"Version Number:","1.8.1",null,null,null,null,null,"Max' values on the Mgraphs page need better formulas to deal with changing cost units, changing max values for small and big roads etc (e.g. see range Max1Chart3)"]
[null,"Release Date","2016-02-02",null,null,null,null,null,"Need full error handling on macros - if people click delete when there's nothing on Mresults, if they click Save when there's a calculation error on row 4 of Mresults, etc"]
[null,"Expiration Date","2016-06-01",null,null,null,null,null,"Correct default values (info boxes and Assumptions page)"]
[]
[]
[]
[]
[]
[]
[]
["0.1.17","Divided the start tab into intro and user guide"]
["0.1.22","Version sent to My Ton for review"]
["0.1.23","Edited introduction pages, added 'examples' tab, fixed names of tabs"]
["0.1.24","Minor changes per feedback from My Ton:"]
[null,"Added Ballast factor"]
[null,"Corrected bug - wrong link for 'calculate single fixture' "]
[null,"Moved operating hour assumption to 'Inputs' tab"]
[null,"changed documentation to reflect IES-only luminance calculations"]
[null,"Changed run all fixtures macro to append _# to any duplicate named runs"]
["0.1.25","Added functionality to upload many IES files from a new 'IES files' tab"]
[null,"Added an expiration date macro on workbook launch"]
[null,"Added definitions to ? hyperlinks"]
[null,"Added 'print chart' macros"]
[null,"Added 'heat map' of luminance and illuminace values for single fixture"]
[null,"Added example selection"]
["0.1.27c","added code to copy example results"]
["0.1.27d","attempt to speed up calculation"]
["0.1.30","Added generic fixtures"]
[null,"Made 'translation ready'"]
["1.0.0","First public version released 9/16/2011"]
["1.0.1","Unlocked the 'Standards' tab to allow dropdown menu to work"]
[null,"Edited color and added border on Road Geometry tab to clarify which cells should be edited, and ensure compatibility with Excel 2003"]
[null,"Added instructions on Road Geometry tab"]
["1.0.2","Enabled IES Files tab to upload multiple files; added error handling to upload IES file macro"]
[null,"Corrected error - upgrade costs for examples weren't being copied in"]
["1.0.3","Mgraph tab reformatted"]
[null,"Changed default fixture names - always include type, more systematic, etc. "]
[null,"Allow users to edit the fixture actual power in a more logical way (now in Fixture tab instead of Fixture Data)"]
[null,"Allow for easier method for deleting IES data (added macro)"]
[null,"Fixed bug that didn't show the error message for IES files with too many columns"]
["1.0.4","Fixed bug - road geometry tab was incorrectly calculating the locations of some of the measurement grid points, particularly in the four and six lane configurations. Will affect results"]
[null,"changed name of SA1, SA2… etc named ranges  to be compatible when the file is saved as a version 2007 (xlsm or xlsx)"]
[null,"commented out 'update graph alignment' auto-macro when the Mgraphs tab is calculated (no longer needed - alignment is done on the page itself)"]
[null,"Updated the example results (but didn't re-select the fixtures based on the new calculations)"]
[null,"Added a graph of all results on the Mgraphs page, in addition to the ten-at-a-time scrolling graph"]
[null,"Changed life and cost estimates per advice from Ned Kelley, lighting designer for Rochester NY; life estimates compared to AEL documentation, but cost estimates not verified (still in ballpark)"]
["1.0.5","Slight wording changes per feedback from canadian contacts - intro pages"]
[null,"French translation added"]
[null,"Spanish translation added"]
["1.0.6","Reverted to pre-translation version of 1.0.5, added in translation. This was to address a bug wherein the Fixtures tab would not recalculate after loading a new IES file, unknown reason for the bug. "]
["1.07 savetest","Started with 1.07 in progress (not sure what stage this was from 1.06)"]
[null,"Rearranged tabs on Mresults"]
[null,"Added Export macro"]
[null,"Cleaned up Lighting Standards tab"]
[]
["1.0.8.4","Massive changes to input format"]
[null,"-eliminate single fixture input method"]
["1.0.8.5b","Move changes over from 1.0.8.5 version that crashed"]
[null,"All inputs on Mresults tab reflect selected version (baseline or upgrade) as necessary"]
[null,"Deleted Mgraphs, Cost Calc and Sresults tabs"]
[null,"*need to edit macros to write baseline results to Mresults tab"]
["1.0.8.6","Edited macros for running multiple fixtures to also compute baseline results and add that to the results table"]
["1.0.8.9","Added definitions and linked cells for financial calculations (fixtures tab and inputs tab)"]
[null,"Added cost calculations (cost calcs tab)"]
["1.0.9.0","Trying to get rid of corrupted data:"]
[null,"Deleted and replaced Rtables tab"]
[null,"Fixed bug - cell C12 and C108 on Rtables tab were deleted (blank). Affects luminance calculations but not illuminance"]
["1.0.9.0b","Added code to calculate fixtures macro to calculate simple payback"]
[null,"Linked NPV to results sheet"]
["1.0.9.0c","Added naming for results sheet to translation tab"]
["1.0.9.2","Fixed bug - added if statement to make sure not to delete the formulas from the Mresults tab if tab is already blank"]
[null,"Error handling - skips calculating avg-min differences if there are calculation errors. "]
[null,"Fixed bug in road type - Added data validation to road type to pick R1,R2,R3,R4. If nothing is chosen, default is R3"]
[null,"Several wording changes per Jenny's feedback"]
[null,"Changed scaling of illuminance graph sizes to account for headers etc. "]
["1.1.1","Eliminated pop-up boxes in Road Geometry tab (enables 'undo' functionality). "]
[null,"Redirected ? Buttons to appropriate part of info tab"]
[null,"Added select-cell macro to Info tab to highlight selected cell"]
[null,"Added additional French translations"]
[null,"Allowed for input of french and spanish pole placement types. "]
[null,"Fixed run fixtures bug that didn't accept capital X (now X and x are accepted)"]
["1.1.2","Worked on macro to list IES files - not yet finished (need to find function to replace deprecated search function)"]
[null,"Added max/min ratio filter on the Luminance criteria method"]
["1.1.3","Added macros to open a file dialog box and list the fixture IES files in the Add IES Files tab"]
[null,"Updated sort function to be compatible with Excel 2003 (hopefully - need to test)"]
["1.1.3a","Excel 2003 compatibility checked - graph colors don't work"]
["1.1.3b","Version with 2003 coloring changes - compatible"]
["1.1.4","Deleted cells for unused 'shoulder width' input on Road Geometry tab"]
["1.2.0","New release version number updated - sent to Toronto"]
["1.2.1","Issue with R4 road type values being incorrect for luminance fixed"]
["1.2.2","Fixed median mounted fixtures - previously did not account for arm length"]
["1.2.3","Edited read IES file macro to use the Candela Multiplier included in some IES files"]
["1.2.4","Updated R2 table"]
[1.3,"Step 1 as chosing calculation method, increase lanes to 20, \"Opposite\" included in Pole Placement"]
["1.4.5","First Draft after changes from Perceptive Analytics"]
["1.4.9","Updates made after review of 1.4.5"]
["1.5.3","Final Updates as per Initial Scope to Perceptive Analytics"]
["1.5.4","Change of luminance and illuminance Vs Wattage chart data."]
["1.5.5","Changed macro references to translation tab ranges; changed formatting of dashboard"]
["1.5.6","Switched calculation of longitudinal uniformity to be min/max"]
["1.5.7","Update Spanish and French translation"]
[null,"Anonymize fixtures"]
["1.5.9","Add optional inputs to IES files for multi-add"]
["1.5.92","Add ROI calculation"]
["1.6.0","Eliminated single IES file upload option to reduce complexity (single IES can still be added using the multi-IES functionality, and deprecated macro code is still available). "]
["1.6.1","Format change and update fixture input tab"]
["1.6.2","Fixed bug - fixture calcs now correct when using tool in french/spanish with new version. "]
[null,"Fixed formatting bug on Illuminance/luminance output tabs where graph data was being deleted"]
[null,"Various formatting and translation updates"]
["1.6.3","Added translation for steps in the 'Add IES Files' tab"]
[null,"Fixed bug - now allows Spanish acronyms for fixture types when adding IES files"]
["1.6.6","Interface overhaul"]
["1.6.7","Updated translation"]
[null,"Updated tool tip links"]
[null,"Removed pop-up descriptions from road geometry"]
["1.6.8","Dashboard tab activated on output file; translate tab hidden"]
["1.6.9","Added data validation for empty cells on Road Geometry"]
["1.7.0","Deleted unused and inaccurate 'shoulder width' from Mresults tab. "]
[null,"Removed IFError formula from VBA code for 2003 compatibility"]
[null,"Restored the optional delete results box"]
[null,"Added data validation to draw upgrade/baseline geometry macro, and turned off calculation to speed this up"]
[null,"Added drop-down box to force choice of HPS,MH or LED on the 'add IES files' tab. Added translation lookup for acronyms to Assumptions tab, edited relevant VBA on upload to accommodate French lookups, and edited Conditional Formatting on Fixtures tab for highlighting non-default costs to look for translated acronyms. "]
[null,"Added message box confirming success after uploading .ies files"]
[null,"added code to protect/unprotect Fixtures sheet when adding/deleting .ies files, and locked critical cells from editing (fixture name, row lookup)"]
["1.7.1","Updated update graph logic to work w/ odd numbered roads"]
[null,"Added calculation progress bar"]
[]
[null,"To do:"]
[null,"*Run performance check to see where to cut calculation time"]
["1.7.2","Cleaned up translation tab; removed deprecated items and marked some as 'optional' - tabs that are currently not used by may be reinstituted"]
["1.7.3","Fixed Spanish/French lookup for fixture type"]
["1.7.4","Added tilt; not yet fixed for median mounted (phi calculation) and needs testing/verification. "]
[null,"Notes:"]
[null,"testing results vs. Visual in tool versions/tilt. Scenario 2 (staggered) matched well, but Scenario 1 diverged with higher tilts, particularly in the pole-side lane. "]
[null,"Current version of the tool uses tilt equation, but it is hard-coded to 0 tilt, which was shown to provide the same results as previous tool versions"]
["1.7.5","Declare functions in Windows API call as PtrSafe for compatibility with Excel 64-bit versions. Need to validate that this clears up issue w/ 64-bit Excel when opening project"]
[null,"Removed shape status box from uploadIES files process and replaced with the % completed status box, for improved interface and to eliminate bug where some users had problems with entering debug mode when the shape was unhidden. "]
[null,"Added error handler to the ChDrive and ChDir functions, skipping them if they throw an error. This means that when error is thrown, default path is not reset, which is a very small convenience loss. When the filepath is a network drive (instead of a lettered drive) this throws an error. More info on robust handling if desired (but w/ further 64-bit compatibility issues that also need to be handled) http://dailydoseofexcel.com/archives/2005/08/30/changing-the-current-directory/"]
[null,"Fixed bug for uploading IES files when decimal and thousands separators are swapped (i.e. France). Tested w/ changing regional settings and verified upload, but need to send to reporting user. "]
["1.7.6","Added Russian translation"]
["1.7.6a","Added if statement for 'ptrsafe' for 64-bit versions to second location where it occurs. "]
["1.7.6b","Several translations edited; formatting for Russian translation. "]
[null,"Hyperlinks for ? Links edited"]
[null,"One ? Definition added; translated w/ Google (should be checked)"]
[null,"Edited some angle macros - "]
["1.7.7","Finalized tilt"]
[null,"Updated longitudinal uniformity for the CIE calculation method to better reflect the wording in the standard (only calculate the lane the observer is located in, rather than all rows)"]
["1.8.1","IES uploaded fixes:"]
[null,"Clarified error message indicating when fixture upload fails (used Google Translate for the additional messages needed)"]
[null,"Allow upload of large files (over 256 columns) when not using .xls file - fixed for future compatibility with later Excel versions (including 2013 and 2015 and forward, which were not working)"]
[null,"Changed logic to allow for data from IES files to be on multiple lines, as allowed by the standard (most IES files keep data on the same line when the standard recommends it, but the standard allows these to go to multiple lines)"]
[null,"Fixed sequential numbering of duplicate filenames - previously if you did not visit the Fixtures page before re-uploading, the sequential numbering did not work. "]

{"sheet":"Scratch","index":25,"n_rows":0,"n_cols":0,"rows_kept":0,"cut":false,"hidden":true,"merged":[]}

{"sheet":"Dashboard","index":26,"n_rows":31,"n_cols":29,"rows_kept":31,"cut":false,"hidden":true,"merged":[]}
[null,{"$f":"Translation!B422","v":"Dashboard"}]
[]
[]
[null,null,null,null,null,null,null,null,null,null,null,null,null,null,null,null,null,null,null,null,null,null,null,null,null,null,null,null,{"$f":"tIlluminanceVsWattage","v":"Illuminance vs Wattage"}]
[null,null,null,null,null,null,null,null,null,null,null,null,null,null,null,null,null,null,null,null,null,null,null,null,null,null,null,null,{"$f":"tTargetVsActualIlluminance","v":"Target vs Actual Avg Illuminance"}]
[null,null,null,null,null,null,null,null,null,null,null,null,null,null,null,null,null,null,null,null,null,null,null,null,null,null,null,null,{"$f":"tUniformityIlluminance","v":"Uniformity (Illuminance)"}]
[null,null,null,null,null,null,null,null,null,null,null,null,null,null,null,null,null,null,null,null,null,null,null,null,null,null,null,null,{"$f":"tLuminanceVsWattage","v":"Luminance vs Wattage"}]
[null,null,null,null,null,null,null,null,null,null,null,null,null,null,null,null,null,null,null,null,null,null,null,null,null,null,null,null,{"$f":"tTargetVsActualLuminance","v":"Target vs Actual Avg Luminance"}]
[null,null,null,null,null,null,null,null,null,null,null,null,null,null,null,null,null,null,null,null,null,null,null,null,null,null,null,null,{"$f":"tUniformityLuminance","v":"Uniformity (Luminance)"}]
[null,null,null,null,null,null,null,null,null,null,null,null,null,null,null,null,null,null,null,null,null,null,null,null,null,null,null,null,{"$f":"tNetPresentValue","v":"Net Present Value - Total Cost of Ownership"}]
[null,null,null,null,null,null,null,null,null,null,null,null,null,null,null,null,null,null,null,null,null,null,null,null,null,null,null,null,{"$f":"tDashboard","v":"Dashboard"}]
[null,null,null,null,null,null,null,null,null,null,null,null,null,null,null,null,null,null,null,null,null,null,null,null,null,null,null,null,{"$f":"tInputs","v":"Inputs"}]
[null,null,null,null,null,null,null,null,null,null,null,null,null,null,null,null,null,null,null,null,null,null,null,null,null,null,null,null,{"$f":"tSimID","v":"Simulation ID"}]
[null,null,null,null,null,null,null,null,null,null,null,null,null,null,null,null,null,null,null,null,null,null,null,null,null,null,null,null,{"$f":"tFixtureName","v":"Fixture Name"}]
[null,null,null,null,null,null,null,null,null,null,null,null,null,null,null,null,null,null,null,null,null,null,null,null,null,null,null,null,{"$f":"tType","v":"Type"}]
[]
[null,null,null,null,null,null,null,null,null,null,null,null,null,null,null,null,null,null,null,null,null,null,null,null,null,null,null,null,{"$f":"tIlluminance","v":"Illuminance"}]
[null,null,null,null,null,null,null,null,null,null,null,null,null,null,null,null,null,null,null,null,null,null,null,null,null,null,null,null,{"$f":"tLuminance","v":"Luminance"}]
[null,null,null,null,null,null,null,null,null,null,null,null,null,null,null,null,null,null,null,null,null,null,null,null,null,null,null,null,{"$f":"tWattage","v":"Wattage"}]
[null,null,null,null,null,null,null,null,null,null,null,null,null,null,null,null,null,null,null,null,null,null,null,null,null,null,null,null,{"$f":"tBaseline","v":"Baseline"}]
[null,null,null,null,null,null,null,null,null,null,null,null,null,null,null,null,null,null,null,null,null,null,null,null,null,null,null,null,{"$f":"tPasses","v":"Passes"}]
[null,null,null,null,null,null,null,null,null,null,null,null,null,null,null,null,null,null,null,null,null,null,null,null,null,null,null,null,{"$f":"tFails","v":"Fails"}]
[]
[null,null,null,null,null,null,null,null,null,null,null,null,null,null,null,null,null,null,null,null,null,null,null,null,null,null,null,null,{"$f":"tTargetAvgIlluminance","v":"Target-Average Illuminance"}]
[null,null,null,null,null,null,null,null,null,null,null,null,null,null,null,null,null,null,null,null,null,null,null,null,null,null,null,null,{"$f":"tAverageIlluminance","v":"Average Illuminance"}]
[null,null,null,null,null,null,null,null,null,null,null,null,null,null,null,null,null,null,null,null,null,null,null,null,null,null,null,null,{"$f":"tTargetAverageLuminance","v":"Target-Average Luminance"}]
[null,null,null,null,null,null,null,null,null,null,null,null,null,null,null,null,null,null,null,null,null,null,null,null,null,null,null,null,{"$f":"tAverageLuminance","v":"Average Luminance"}]
[null,null,null,null,null,null,null,null,null,null,null,null,null,null,null,null,null,null,null,null,null,null,null,null,null,null,null,null,{"$f":"Translation!B499","v":"Min to Avg"}]
[null,null,null,null,null,null,null,null,null,null,null,null,null,null,null,null,null,null,null,null,null,null,null,null,null,null,null,null,{"$f":"Translation!B500","v":"Min to Max"}]
[null,null,null,null,null,null,null,null,null,null,null,null,null,null,null,null,null,null,null,null,null,null,null,null,null,null,null,null,{"$f":"Translation!B501","v":"Avg to Min"}]
[null,null,null,null,null,null,null,null,null,null,null,null,null,null,null,null,null,null,null,null,null,null,null,null,null,null,null,null,{"$f":"Translation!B502","v":"Max to Min"}]

{"sheet":"Input","index":27,"n_rows":7,"n_cols":16,"rows_kept":7,"cut":false,"hidden":true,"merged":[]}
[null,{"$f":"Translation!B423","v":"Inputs"}]
[]
[null,{"$f":"Translation!B424","v":"Simulation ID"},{"$f":"Translation!B425","v":"Fixture Name"},{"$f":"Translation!B426","v":"Type"},{"$f":"Translation!B427","v":"Watts"},{"$f":"Translation!B428","v":"Fixtures/km"},{"$f":"Translation!B429","v":"Number of Lanes"},{"$f":"Translation!B430","v":"Lane Width"},null,{"$f":"Translation!B432","v":"Median Width"},{"$f":"Translation!B433","v":"Pole Placement"},{"$f":"Translation!B434","v":"Luminaire Mounting Height"},{"$f":"Translation!B435","v":"Pole Spacing"},{"$f":"Translation!B436","v":"Pole Setback"},{"$f":"Translation!B437","v":"Arm Length"},{"$f":"Translation!B438","v":"Lighting Output Multiplier"}]
[null,"Baseline","ATB2_60B_LED_E70_XXXXX_R2.ies","LED",134,33.333333333333336,4,3,null,0,"Staggered",8,30,2,2,0.66]
[null,"RESULTS - 1","ATB0_30B_LED_E53_XXXXX_R2.ies","LED",48,33.333333333333336,4,3,null,0,"Staggered",8,30,2,2,0.64400000000000002]
[null,"RESULTS - 2","ATB2_60B_LED_E70_XXXXX_R2.ies","LED",134,33.333333333333336,4,3,null,0,"Staggered",8,30,2,2,0.66]
[null,"RESULTS - 3","ATB2_60B_SINGLE","LED",134,33.333333333333336,4,3,null,0,"Staggered",8,30,2,2,0.66]

{"sheet":"Annual Energy","index":28,"n_rows":7,"n_cols":7,"rows_kept":7,"cut":false,"hidden":true,"merged":[]}
[null,{"$f":"Translation!B439","v":"Annual Energy"}]
[]
[null,{"$f":"Translation!B424","v":"Simulation ID"},{"$f":"Translation!B425","v":"Fixture Name"},{"$f":"Translation!B426","v":"Type"},{"$f":"Translation!B427","v":"Watts"},{"$f":"Translation!B440","v":"kWh/fixture"},{"$f":"Translation!B441","v":"kWh/kilometer/yr"}]
[null,"Baseline","ATB2_60B_LED_E70_XXXXX_R2.ies","LED",134,586.92000000000007,19564.000000000004]
[null,"RESULTS - 1","ATB0_30B_LED_E53_XXXXX_R2.ies","LED",48,210.24,7008.0000000000009]
[null,"RESULTS - 2","ATB2_60B_LED_E70_XXXXX_R2.ies","LED",134,586.92000000000007,19564.000000000004]
[null,"RESULTS - 3","ATB2_60B_SINGLE","LED",134,586.92000000000007,19564.000000000004]

{"sheet":"Illuminance","index":29,"n_rows":100,"n_cols":29,"rows_kept":100,"cut":false,"hidden":true,"merged":[]}
[null,{"$f":"Translation!B442","v":"Illuminance"},null,null,null,null,null,null,null,null,null,null,null,null,null,null,null,null,null,null,null,null,null,null,null,null,"IllumWattageRangeFails",null,"IllumWattageRangeFails"]
[null,null,null,null,null,null,null,null,null,null,null,null,null,null,"Graph data"]
[null,{"$f":"Translation!B424","v":"Simulation ID"},{"$f":"Translation!B425","v":"Fixture Name"},{"$f":"Translation!B426","v":"Type"},{"$f":"Translation!B427","v":"Watts"},{"$f":"Translation!B443","v":"Average"},{"$f":"Translation!B444","v":"Minimum"},{"$f":"Translation!B445","v":"Maximum"},{"$f":"Translation!B446","v":"Uniformity"},{"$f":"Translation!B447","v":"Target Average"},{"$f":"IF(FixtureData!$B$23=\"IES\",Translation!B293,Translation!B458)","v":"Target - Uniformity (average/minimum)"},{"$f":"Translation!B449","v":"Meets Illuminance?"},null,null,"Watts",null,"Average Illuminance",null,"kWh/fixture"]
[null,"Baseline","ATB2_60B_LED_E70_XXXXX_R2.ies","LED",134,57.92693703474945,43.921193431806593,70.886143541095322,1.3188834935619089,6,3,1,null,null,"Passes","Fails","Passes","Fails",586.92000000000007,398.58]
[null,"RESULTS - 1","ATB0_30B_LED_E53_XXXXX_R2.ies","LED",48,21.825265592567543,17.099817146239182,26.543814594398174,1.2763449694178539,6,3,1,null,null,{"$f":"IF($L5=1,$E5,NA())","v":48},{"$f":"IF(AND($L5=0,$L5<>\"\"),$E5,NA())","v":{"$error":"#N/A"}},{"$f":"IF(L5=1,F5,NA())","v":21.825265592567543},{"$f":"IF(P5<>\"\",F5,NA())","v":{"$error":"#N/A"}},210.24,148.92000000000002]
[null,"RESULTS - 2","ATB2_60B_LED_E70_XXXXX_R2.ies","LED",134,57.92693703474945,43.921193431806593,70.886143541095322,1.3188834935619089,6,3,1,null,null,{"$f":"IF($L6=1,$E6,NA())","v":134},{"$f":"IF(AND($L6=0,$L6<>\"\"),$E6,NA())","v":{"$error":"#N/A"}},{"$f":"IF(L6=1,F6,NA())","v":57.92693703474945},{"$f":"IF(P6<>\"\",F6,NA())","v":{"$error":"#N/A"}},586.92000000000007,586.92000000000007]
[null,"RESULTS - 3","ATB2_60B_SINGLE","LED",134,28.963468517374718,21.9605967159033,35.443071770547661,1.3188834935619085,6,3,1,null,null,{"$f":"IF($L7=1,$E7,NA())","v":134},{"$f":"IF(AND($L7=0,$L7<>\"\"),$E7,NA())","v":{"$error":"#N/A"}},{"$f":"IF(L7=1,F7,NA())","v":28.963468517374718},{"$f":"IF(P7<>\"\",F7,NA())","v":{"$error":"#N/A"}},586.92000000000007]
[null,null,null,null,null,null,null,null,null,null,null,null,null,null,{"$f":"IF($L8=1,$E8,NA())","v":{"$error":"#N/A"}},{"$f":"IF(AND($L8=0,$L8<>\"\"),$E8,NA())","v":{"$error":"#N/A"}},{"$f":"IF(L8=1,F8,NA())","v":{"$error":"#N/A"}},{"$f":"IF(P8<>\"\",F8,NA())","v":{"$error":"#N/A"}}]
[null,null,null,null,null,null,null,null,null,null,null,null,null,null,{"$f":"IF($L9=1,$E9,NA())","v":{"$error":"#N/A"}},{"$f":"IF(AND($L9=0,$L9<>\"\"),$E9,NA())","v":{"$error":"#N/A"}},{"$f":"IF(L9=1,F9,NA())","v":{"$error":"#N/A"}},{"$f":"IF(P9<>\"\",F9,NA())","v":{"$error":"#N/A"}}]
[null,null,null,null,null,null,null,null,null,null,null,null,null,null,{"$error":"#N/A"},{"$error":"#N/A"},{"$f":"IF(L10=1,F10,NA())","v":{"$error":"#N/A"}},{"$error":"#N/A"}]
[null,null,null,null,null,null,null,null,null,null,null,null,null,null,{"$error":"#N/A"},{"$error":"#N/A"},{"$error":"#N/A"},{"$error":"#N/A"}]
[null,null,null,null,null,null,null,null,null,null,null,null,null,null,{"$error":"#N/A"},{"$error":"#N/A"},{"$error":"#N/A"},{"$error":"#N/A"}]
[null,null,null,null,null,null,null,null,null,null,null,null,null,null,{"$error":"#N/A"},{"$error":"#N/A"},{"$error":"#N/A"},{"$error":"#N/A"}]
[null,null,null,null,null,null,null,null,null,null,null,null,null,null,{"$error":"#N/A"},{"$error":"#N/A"},{"$error":"#N/A"},{"$error":"#N/A"}]
[null,null,null,null,null,null,null,null,null,null,null,null,null,null,{"$f":"IF($L15=1,$E15,NA())","v":{"$error":"#N/A"}},{"$f":"IF(AND($L15=0,$L15<>\"\"),$E15,NA())","v":{"$error":"#N/A"}},{"$error":"#N/A"},{"$f":"IF(P15<>\"\",F15,NA())","v":{"$error":"#N/A"}}]
[null,null,null,null,null,null,null,null,null,null,null,null,null,null,{"$error":"#N/A"},{"$error":"#N/A"},{"$error":"#N/A"},{"$error":"#N/A"}]
[null,null,null,null,null,null,null,null,null,null,null,null,null,null,{"$error":"#N/A"},{"$error":"#N/A"},{"$error":"#N/A"},{"$error":"#N/A"}]
[null,null,null,null,null,null,null,null,null,null,null,null,null,null,{"$error":"#N/A"},{"$error":"#N/A"},{"$error":"#N/A"},{"$error":"#N/A"}]
[null,null,null,null,null,null,null,null,null,null,null,null,null,null,{"$error":"#N/A"},{"$error":"#N/A"},{"$error":"#N/A"},{"$error":"#N/A"}]
[null,null,null,null,null,null,null,null,null,null,null,null,null,null,{"$error":"#N/A"},{"$error":"#N/A"},{"$error":"#N/A"},{"$error":"#N/A"}]
[null,null,null,null,null,null,null,null,null,null,null,null,null,null,{"$error":"#N/A"},{"$error":"#N/A"},{"$error":"#N/A"},{"$error":"#N/A"}]
[null,null,null,null,null,null,null,null,null,null,null,null,null,null,{"$error":"#N/A"},{"$error":"#N/A"},{"$error":"#N/A"},{"$error":"#N/A"}]
[null,null,null,null,null,null,null,null,null,null,null,null,null,null,{"$error":"#N/A"},{"$error":"#N/A"},{"$error":"#N/A"},{"$error":"#N/A"}]
[null,null,null,null,null,null,null,null,null,null,null,null,null,null,{"$error":"#N/A"},{"$error":"#N/A"},{"$error":"#N/A"},{"$error":"#N/A"}]
[null,null,null,null,null,null,null,null,null,null,null,null,null,null,{"$error":"#N/A"},{"$error":"#N/A"},{"$error":"#N/A"},{"$error":"#N/A"}]
[null,null,null,null,null,null,null,null,null,null,null,null,null,null,{"$error":"#N/A"},{"$error":"#N/A"},{"$error":"#N/A"},{"$error":"#N/A"}]
[null,null,null,null,null,null,null,null,null,null,null,null,null,null,{"$error":"#N/A"},{"$error":"#N/A"},{"$error":"#N/A"},{"$error":"#N/A"}]
[null,null,null,null,null,null,null,null,null,null,null,null,null,null,{"$error":"#N/A"},{"$error":"#N/A"},{"$error":"#N/A"},{"$error":"#N/A"}]
[null,null,null,null,null,null,null,null,null,null,null,null,null,null,{"$error":"#N/A"},{"$error":"#N/A"},{"$error":"#N/A"},{"$error":"#N/A"}]
[null,null,null,null,null,null,null,null,null,null,null,null,null,null,{"$error":"#N/A"},{"$error":"#N/A"},{"$error":"#N/A"},{"$error":"#N/A"}]
[null,null,null,null,null,null,null,null,null,null,null,null,null,null,{"$error":"#N/A"},{"$error":"#N/A"},{"$error":"#N/A"},{"$error":"#N/A"}]
[null,null,null,null,null,null,null,null,null,null,null,null,null,null,{"$error":"#N/A"},{"$error":"#N/A"},{"$error":"#N/A"},{"$error":"#N/A"}]
[null,null,null,null,null,null,null,null,null,null,null,null,null,null,{"$error":"#N/A"},{"$error":"#N/A"},{"$error":"#N/A"},{"$error":"#N/A"}]
[null,null,null,null,null,null,null,null,null,null,null,null,null,null,{"$error":"#N/A"},{"$error":"#N/A"},{"$error":"#N/A"},{"$error":"#N/A"}]
[null,null,null,null,null,null,null,null,null,null,null,null,null,null,{"$error":"#N/A"},{"$error":"#N/A"},{"$error":"#N/A"},{"$error":"#N/A"}]
[null,null,null,null,null,null,null,null,null,null,null,null,null,null,{"$error":"#N/A"},{"$error":"#N/A"},{"$error":"#N/A"},{"$error":"#N/A"}]
[null,null,null,null,null,null,null,null,null,null,null,null,null,null,{"$error":"#N/A"},{"$error":"#N/A"},{"$error":"#N/A"},{"$error":"#N/A"}]
[null,null,null,null,null,null,null,null,null,null,null,null,null,null,{"$error":"#N/A"},{"$error":"#N/A"},{"$error":"#N/A"},{"$error":"#N/A"}]
[null,null,null,null,null,null,null,null,null,null,null,null,null,null,{"$error":"#N/A"},{"$error":"#N/A"},{"$error":"#N/A"},{"$error":"#N/A"}]
[null,null,null,null,null,null,null,null,null,null,null,null,null,null,{"$error":"#N/A"},{"$error":"#N/A"},{"$error":"#N/A"},{"$error":"#N/A"}]
[null,null,null,null,null,null,null,null,null,null,null,null,null,null,{"$error":"#N/A"},{"$error":"#N/A"},{"$f":"IF(L41=1,F41,NA())","v":{"$error":"#N/A"}},{"$error":"#N/A"}]
[null,null,null,null,null,null,null,null,null,null,null,null,null,null,{"$error":"#N/A"},{"$error":"#N/A"},{"$f":"IF(L42=1,F42,NA())","v":{"$error":"#N/A"}},{"$error":"#N/A"}]
[null,null,null,null,null,null,null,null,null,null,null,null,null,null,{"$error":"#N/A"},{"$error":"#N/A"},{"$f":"IF(L43=1,F43,NA())","v":{"$error":"#N/A"}},{"$error":"#N/A"}]
[null,null,null,null,null,null,null,null,null,null,null,null,null,null,{"$error":"#N/A"},{"$error":"#N/A"},{"$f":"IF(L44=1,F44,NA())","v":{"$error":"#N/A"}},{"$error":"#N/A"}]
[null,null,null,null,null,null,null,null,null,null,null,null,null,null,{"$error":"#N/A"},{"$error":"#N/A"},{"$f":"IF(L45=1,F45,NA())","v":{"$error":"#N/A"}},{"$error":"#N/A"}]
[null,null,null,null,null,null,null,null,null,null,null,null,null,null,{"$error":"#N/A"},{"$error":"#N/A"},{"$f":"IF(L46=1,F46,NA())","v":{"$error":"#N/A"}},{"$error":"#N/A"}]
[null,null,null,null,null,null,null,null,null,null,null,null,null,null,{"$error":"#N/A"},{"$error":"#N/A"},{"$error":"#N/A"},{"$f":"IF(P47<>\"\",F47,NA())","v":{"$error":"#N/A"}}]
[null,null,null,null,null,null,null,null,null,null,null,null,null,null,{"$error":"#N/A"},{"$error":"#N/A"},{"$error":"#N/A"},{"$error":"#N/A"}]
[null,null,null,null,null,null,null,null,null,null,null,null,null,null,{"$error":"#N/A"},{"$error":"#N/A"},{"$error":"#N/A"},{"$error":"#N/A"}]
[null,null,null,null,null,null,null,null,null,null,null,null,null,null,{"$error":"#N/A"},{"$error":"#N/A"},{"$error":"#N/A"},{"$error":"#N/A"}]
[null,null,null,null,null,null,null,null,null,null,null,null,null,null,{"$error":"#N/A"},{"$error":"#N/A"},{"$error":"#N/A"},{"$error":"#N/A"}]
[null,null,null,null,null,null,null,null,null,null,null,null,null,null,{"$error":"#N/A"},{"$error":"#N/A"},{"$error":"#N/A"},{"$error":"#N/A"}]
[null,null,null,null,null,null,null,null,null,null,null,null,null,null,{"$error":"#N/A"},{"$error":"#N/A"},{"$error":"#N/A"},{"$error":"#N/A"}]
[null,null,null,null,null,null,null,null,null,null,null,null,null,null,{"$error":"#N/A"},{"$error":"#N/A"},{"$error":"#N/A"},{"$error":"#N/A"}]
[null,null,null,null,null,null,null,null,null,null,null,null,null,null,{"$error":"#N/A"},{"$error":"#N/A"},{"$error":"#N/A"},{"$error":"#N/A"}]
[null,null,null,null,null,null,null,null,null,null,null,null,null,null,{"$error":"#N/A"},{"$error":"#N/A"},{"$error":"#N/A"},{"$error":"#N/A"}]
[null,null,null,null,null,null,null,null,null,null,null,null,null,null,{"$error":"#N/A"},{"$error":"#N/A"},{"$error":"#N/A"},{"$error":"#N/A"}]
[null,null,null,null,null,null,null,null,null,null,null,null,null,null,{"$error":"#N/A"},{"$error":"#N/A"},{"$error":"#N/A"},{"$error":"#N/A"}]
[null,null,null,null,null,null,null,null,null,null,null,null,null,null,{"$error":"#N/A"},{"$error":"#N/A"},{"$error":"#N/A"},{"$error":"#N/A"}]
[null,null,null,null,null,null,null,null,null,null,null,null,null,null,{"$error":"#N/A"},{"$error":"#N/A"},{"$error":"#N/A"},{"$error":"#N/A"}]
[null,null,null,null,null,null,null,null,null,null,null,null,null,null,{"$error":"#N/A"},{"$error":"#N/A"},{"$error":"#N/A"},{"$error":"#N/A"}]
[null,null,null,null,null,null,null,null,null,null,null,null,null,null,{"$error":"#N/A"},{"$error":"#N/A"},{"$error":"#N/A"},{"$error":"#N/A"}]
[null,null,null,null,null,null,null,null,null,null,null,null,null,null,{"$error":"#N/A"},{"$error":"#N/A"},{"$error":"#N/A"},{"$error":"#N/A"}]
[null,null,null,null,null,null,null,null,null,null,null,null,null,null,{"$error":"#N/A"},{"$error":"#N/A"},{"$error":"#N/A"},{"$error":"#N/A"}]
[null,null,null,null,null,null,null,null,null,null,null,null,null,null,{"$error":"#N/A"},{"$error":"#N/A"},{"$error":"#N/A"},{"$error":"#N/A"}]
[null,null,null,null,null,null,null,null,null,null,null,null,null,null,{"$error":"#N/A"},{"$error":"#N/A"},{"$error":"#N/A"},{"$error":"#N/A"}]
[null,null,null,null,null,null,null,null,null,null,null,null,null,null,{"$error":"#N/A"},{"$error":"#N/A"},{"$error":"#N/A"},{"$error":"#N/A"}]
[null,null,null,null,null,null,null,null,null,null,null,null,null,null,{"$error":"#N/A"},{"$error":"#N/A"},{"$error":"#N/A"},{"$error":"#N/A"}]
[null,null,null,null,null,null,null,null,null,null,null,null,null,null,{"$error":"#N/A"},{"$error":"#N/A"},{"$error":"#N/A"},{"$error":"#N/A"}]
[null,null,null,null,null,null,null,null,null,null,null,null,null,null,{"$f":"IF($L70=1,$E70,NA())","v":{"$error":"#N/A"}},{"$f":"IF(AND($L70=0,$L70<>\"\"),$E70,NA())","v":{"$error":"#N/A"}},{"$error":"#N/A"},{"$error":"#N/A"}]
[null,null,null,null,null,null,null,null,null,null,null,null,null,null,{"$error":"#N/A"},{"$error":"#N/A"},{"$error":"#N/A"},{"$error":"#N/A"}]
[null,null,null,null,null,null,null,null,null,null,null,null,null,null,{"$error":"#N/A"},{"$error":"#N/A"},{"$error":"#N/A"},{"$error":"#N/A"}]
[null,null,null,null,null,null,null,null,null,null,null,null,null,null,{"$error":"#N/A"},{"$error":"#N/A"},{"$error":"#N/A"},{"$error":"#N/A"}]
[null,null,null,null,null,null,null,null,null,null,null,null,null,null,{"$error":"#N/A"},{"$error":"#N/A"},{"$error":"#N/A"},{"$error":"#N/A"}]
[null,null,null,null,null,null,null,null,null,null,null,null,null,null,{"$error":"#N/A"},{"$error":"#N/A"},{"$error":"#N/A"},{"$error":"#N/A"}]
[null,null,null,null,null,null,null,null,null,null,null,null,null,null,{"$error":"#N/A"},{"$error":"#N/A"},{"$error":"#N/A"},{"$error":"#N/A"}]
[null,null,null,null,null,null,null,null,null,null,null,null,null,null,{"$error":"#N/A"},{"$error":"#N/A"},{"$error":"#N/A"},{"$error":"#N/A"}]
[null,null,null,null,null,null,null,null,null,null,null,null,null,null,{"$error":"#N/A"},{"$error":"#N/A"},{"$f":"IF(L78=1,F78,NA())","v":{"$error":"#N/A"}},{"$error":"#N/A"}]
[null,null,null,null,null,null,null,null,null,null,null,null,null,null,{"$error":"#N/A"},{"$error":"#N/A"},{"$error":"#N/A"},{"$f":"IF(P79<>\"\",F79,NA())","v":{"$error":"#N/A"}}]
[null,null,null,null,null,null,null,null,null,null,null,null,null,null,{"$error":"#N/A"},{"$error":"#N/A"},{"$error":"#N/A"},{"$error":"#N/A"}]
[null,null,null,null,null,null,null,null,null,null,null,null,null,null,{"$error":"#N/A"},{"$error":"#N/A"},{"$error":"#N/A"},{"$error":"#N/A"}]
[null,null,null,null,null,null,null,null,null,null,null,null,null,null,{"$error":"#N/A"},{"$error":"#N/A"},{"$error":"#N/A"},{"$error":"#N/A"}]
[null,null,null,null,null,null,null,null,null,null,null,null,null,null,{"$error":"#N/A"},{"$error":"#N/A"},{"$error":"#N/A"},{"$error":"#N/A"}]
[null,null,null,null,null,null,null,null,null,null,null,null,null,null,{"$error":"#N/A"},{"$error":"#N/A"},{"$error":"#N/A"},{"$error":"#N/A"}]
[null,null,null,null,null,null,null,null,null,null,null,null,null,null,{"$error":"#N/A"},{"$error":"#N/A"},{"$error":"#N/A"},{"$error":"#N/A"}]
[null,null,null,null,null,null,null,null,null,null,null,null,null,null,{"$error":"#N/A"},{"$error":"#N/A"},{"$error":"#N/A"},{"$error":"#N/A"}]
[null,null,null,null,null,null,null,null,null,null,null,null,null,null,{"$error":"#N/A"},{"$error":"#N/A"},{"$error":"#N/A"},{"$error":"#N/A"}]
[null,null,null,null,null,null,null,null,null,null,null,null,null,null,{"$error":"#N/A"},{"$error":"#N/A"},{"$error":"#N/A"},{"$error":"#N/A"}]
[null,null,null,null,null,null,null,null,null,null,null,null,null,null,{"$error":"#N/A"},{"$error":"#N/A"},{"$error":"#N/A"},{"$error":"#N/A"}]
[null,null,null,null,null,null,null,null,null,null,null,null,null,null,{"$error":"#N/A"},{"$error":"#N/A"},{"$error":"#N/A"},{"$error":"#N/A"}]
[null,null,null,null,null,null,null,null,null,null,null,null,null,null,{"$error":"#N/A"},{"$error":"#N/A"},{"$error":"#N/A"},{"$error":"#N/A"}]
[null,null,null,null,null,null,null,null,null,null,null,null,null,null,{"$error":"#N/A"},{"$error":"#N/A"},{"$error":"#N/A"},{"$error":"#N/A"}]
[null,null,null,null,null,null,null,null,null,null,null,null,null,null,{"$error":"#N/A"},{"$error":"#N/A"},{"$error":"#N/A"},{"$error":"#N/A"}]
[null,null,null,null,null,null,null,null,null,null,null,null,null,null,{"$error":"#N/A"},{"$error":"#N/A"},{"$error":"#N/A"},{"$error":"#N/A"}]
[null,null,null,null,null,null,null,null,null,null,null,null,null,null,{"$error":"#N/A"},{"$error":"#N/A"},{"$error":"#N/A"},{"$error":"#N/A"}]
[null,null,null,null,null,null,null,null,null,null,null,null,null,null,{"$error":"#N/A"},{"$error":"#N/A"},{"$error":"#N/A"},{"$error":"#N/A"}]
[null,null,null,null,null,null,null,null,null,null,null,null,null,null,{"$error":"#N/A"},{"$error":"#N/A"},{"$error":"#N/A"},{"$error":"#N/A"}]
[null,null,null,null,null,null,null,null,null,null,null,null,null,null,{"$error":"#N/A"},{"$error":"#N/A"},{"$error":"#N/A"},{"$error":"#N/A"}]
[null,null,null,null,null,null,null,null,null,null,null,null,null,null,{"$error":"#N/A"},{"$error":"#N/A"},{"$error":"#N/A"},{"$error":"#N/A"}]
[null,null,null,null,null,null,null,null,null,null,null,null,null,null,{"$error":"#N/A"},{"$error":"#N/A"},{"$error":"#N/A"},{"$error":"#N/A"}]

{"sheet":"Luminance","index":30,"n_rows":100,"n_cols":22,"rows_kept":100,"cut":false,"hidden":true,"merged":[]}
[null,{"$f":"Translation!B450","v":"Luminance"}]
[]
[null,{"$f":"Translation!B424","v":"Simulation ID"},{"$f":"Translation!B425","v":"Fixture Name"},{"$f":"Translation!B426","v":"Type"},{"$f":"Translation!B427","v":"Watts"},{"$f":"Translation!B443","v":"Average"},{"$f":"Translation!B444","v":"Minimum"},{"$f":"Translation!B445","v":"Maximum"},"Uniformity - Lavg/Lmin","Uniformity - Lmax/Lmin",{"$f":"Translation!B447","v":"Target Average"},"Target Uniformity - avg/min","Target Uniformity - max/min",{"$f":"Translation!B457","v":"Meets Luminance?"},null,null,null,"Graph Data"]
[null,"Baseline","ATB2_60B_LED_E70_XXXXX_R2.ies","LED",134,4.4368529669773293,3.822317213316027,4.8915455765515308,1.1607757073432861,1.279733026738485,0,0,0,0,null,null,null,586.92000000000007]
[null,"RESULTS - 1","ATB0_30B_LED_E53_XXXXX_R2.ies","LED",48,1.6730175855045732,1.3942560761880167,1.9690395321913305,1.1999356603692974,1.412250995939575,0,0,0,0,null,null,null,210.24,{"$f":"IF($N5=1,$E5,NA())","v":{"$error":"#N/A"}},{"$f":"IF(AND($N5=0,$N5<>\"\"),$E5,NA())","v":48},{"$f":"IF($N5=1,$F5,NA())","v":{"$error":"#N/A"}},{"$f":"IF(AND($N5=0,$N5<>\"\"),$F5,NA())","v":1.6730175855045732}]
[null,"RESULTS - 2","ATB2_60B_LED_E70_XXXXX_R2.ies","LED",134,4.4368529669773293,3.822317213316027,4.8915455765515308,1.1607757073432861,1.279733026738485,0,0,0,0,null,null,null,586.92000000000007,{"$f":"IF($N6=1,$E6,NA())","v":{"$error":"#N/A"}},{"$f":"IF(AND($N6=0,$N6<>\"\"),$E6,NA())","v":134},{"$f":"IF($N6=1,$F6,NA())","v":{"$error":"#N/A"}},{"$f":"IF(AND($N6=0,$N6<>\"\"),$F6,NA())","v":4.4368529669773293}]
[null,"RESULTS - 3","ATB2_60B_SINGLE","LED",134,2.2184264834886647,1.9111586066580135,2.4457727882757654,1.1607757073432861,1.279733026738485,0,0,0,0,null,null,null,586.92000000000007,{"$error":"#N/A"},134,{"$error":"#N/A"},2.2184264834886647]
[null,null,null,null,null,null,null,null,null,null,null,null,null,null,null,null,null,null,{"$error":"#N/A"},{"$error":"#N/A"},{"$error":"#N/A"},{"$error":"#N/A"}]
[null,null,null,null,null,null,null,null,null,null,null,null,null,null,null,null,null,null,{"$error":"#N/A"},{"$error":"#N/A"},{"$error":"#N/A"},{"$error":"#N/A"}]
[null,null,null,null,null,null,null,null,null,null,null,null,null,null,null,null,null,null,{"$error":"#N/A"},{"$error":"#N/A"},{"$error":"#N/A"},{"$error":"#N/A"}]
[null,null,null,null,null,null,null,null,null,null,null,null,null,null,null,null,null,null,{"$error":"#N/A"},{"$error":"#N/A"},{"$error":"#N/A"},{"$error":"#N/A"}]
[null,null,null,null,null,null,null,null,null,null,null,null,null,null,null,null,null,null,{"$error":"#N/A"},{"$error":"#N/A"},{"$error":"#N/A"},{"$error":"#N/A"}]
[null,null,null,null,null,null,null,null,null,null,null,null,null,null,null,null,null,null,{"$error":"#N/A"},{"$error":"#N/A"},{"$error":"#N/A"},{"$error":"#N/A"}]
[null,null,null,null,null,null,null,null,null,null,null,null,null,null,null,null,null,null,{"$error":"#N/A"},{"$error":"#N/A"},{"$error":"#N/A"},{"$error":"#N/A"}]
[null,null,null,null,null,null,null,null,null,null,null,null,null,null,null,null,null,null,{"$error":"#N/A"},{"$error":"#N/A"},{"$error":"#N/A"},{"$error":"#N/A"}]
[null,null,null,null,null,null,null,null,null,null,null,null,null,null,null,null,null,null,{"$error":"#N/A"},{"$error":"#N/A"},{"$error":"#N/A"},{"$error":"#N/A"}]
[null,null,null,null,null,null,null,null,null,null,null,null,null,null,null,null,null,null,{"$error":"#N/A"},{"$error":"#N/A"},{"$error":"#N/A"},{"$error":"#N/A"}]
[null,null,null,null,null,null,null,null,null,null,null,null,null,null,null,null,null,null,{"$error":"#N/A"},{"$error":"#N/A"},{"$error":"#N/A"},{"$error":"#N/A"}]
[null,null,null,null,null,null,null,null,null,null,null,null,null,null,null,null,null,null,{"$error":"#N/A"},{"$error":"#N/A"},{"$error":"#N/A"},{"$error":"#N/A"}]
[null,null,null,null,null,null,null,null,null,null,null,null,null,null,null,null,null,null,{"$error":"#N/A"},{"$error":"#N/A"},{"$error":"#N/A"},{"$error":"#N/A"}]
[null,null,null,null,null,null,null,null,null,null,null,null,null,null,null,null,null,null,{"$error":"#N/A"},{"$error":"#N/A"},{"$error":"#N/A"},{"$error":"#N/A"}]
[null,null,null,null,null,null,null,null,null,null,null,null,null,null,null,null,null,null,{"$error":"#N/A"},{"$error":"#N/A"},{"$error":"#N/A"},{"$error":"#N/A"}]
[null,null,null,null,null,null,null,null,null,null,null,null,null,null,null,null,null,null,{"$error":"#N/A"},{"$error":"#N/A"},{"$error":"#N/A"},{"$error":"#N/A"}]
[null,null,null,null,null,null,null,null,null,null,null,null,null,null,null,null,null,null,{"$error":"#N/A"},{"$error":"#N/A"},{"$error":"#N/A"},{"$error":"#N/A"}]
[null,null,null,null,null,null,null,null,null,null,null,null,null,null,null,null,null,null,{"$error":"#N/A"},{"$error":"#N/A"},{"$error":"#N/A"},{"$error":"#N/A"}]
[null,null,null,null,null,null,null,null,null,null,null,null,null,null,null,null,null,null,{"$error":"#N/A"},{"$error":"#N/A"},{"$error":"#N/A"},{"$error":"#N/A"}]
[null,null,null,null,null,null,null,null,null,null,null,null,null,null,null,null,null,null,{"$error":"#N/A"},{"$error":"#N/A"},{"$error":"#N/A"},{"$error":"#N/A"}]
[null,null,null,null,null,null,null,null,null,null,null,null,null,null,null,null,null,null,{"$error":"#N/A"},{"$error":"#N/A"},{"$error":"#N/A"},{"$error":"#N/A"}]
[null,null,null,null,null,null,null,null,null,null,null,null,null,null,null,null,null,null,{"$error":"#N/A"},{"$error":"#N/A"},{"$error":"#N/A"},{"$error":"#N/A"}]
[null,null,null,null,null,null,null,null,null,null,null,null,null,null,null,null,null,null,{"$error":"#N/A"},{"$error":"#N/A"},{"$error":"#N/A"},{"$error":"#N/A"}]
[null,null,null,null,null,null,null,null,null,null,null,null,null,null,null,null,null,null,{"$error":"#N/A"},{"$error":"#N/A"},{"$error":"#N/A"},{"$error":"#N/A"}]
[null,null,null,null,null,null,null,null,null,null,null,null,null,null,null,null,null,null,{"$error":"#N/A"},{"$error":"#N/A"},{"$error":"#N/A"},{"$error":"#N/A"}]
[null,null,null,null,null,null,null,null,null,null,null,null,null,null,null,null,null,null,{"$error":"#N/A"},{"$error":"#N/A"},{"$error":"#N/A"},{"$error":"#N/A"}]
[null,null,null,null,null,null,null,null,null,null,null,null,null,null,null,null,null,null,{"$error":"#N/A"},{"$error":"#N/A"},{"$error":"#N/A"},{"$error":"#N/A"}]
[null,null,null,null,null,null,null,null,null,null,null,null,null,null,null,null,null,null,{"$error":"#N/A"},{"$error":"#N/A"},{"$error":"#N/A"},{"$error":"#N/A"}]
[null,null,null,null,null,null,null,null,null,null,null,null,null,null,null,null,null,null,{"$error":"#N/A"},{"$error":"#N/A"},{"$error":"#N/A"},{"$error":"#N/A"}]
[null,null,null,null,null,null,null,null,null,null,null,null,null,null,null,null,null,null,{"$error":"#N/A"},{"$error":"#N/A"},{"$error":"#N/A"},{"$error":"#N/A"}]
[null,null,null,null,null,null,null,null,null,null,null,null,null,null,null,null,null,null,{"$error":"#N/A"},{"$error":"#N/A"},{"$error":"#N/A"},{"$error":"#N/A"}]
[null,null,null,null,null,null,null,null,null,null,null,null,null,null,null,null,null,null,{"$error":"#N/A"},{"$error":"#N/A"},{"$error":"#N/A"},{"$error":"#N/A"}]
[null,null,null,null,null,null,null,null,null,null,null,null,null,null,null,null,null,null,{"$error":"#N/A"},{"$error":"#N/A"},{"$error":"#N/A"},{"$error":"#N/A"}]
[null,null,null,null,null,null,null,null,null,null,null,null,null,null,null,null,null,null,{"$error":"#N/A"},{"$error":"#N/A"},{"$error":"#N/A"},{"$error":"#N/A"}]
[null,null,null,null,null,null,null,null,null,null,null,null,null,null,null,null,null,null,{"$error":"#N/A"},{"$error":"#N/A"},{"$error":"#N/A"},{"$error":"#N/A"}]
[null,null,null,null,null,null,null,null,null,null,null,null,null,null,null,null,null,null,{"$error":"#N/A"},{"$error":"#N/A"},{"$error":"#N/A"},{"$error":"#N/A"}]
[null,null,null,null,null,null,null,null,null,null,null,null,null,null,null,null,null,null,{"$error":"#N/A"},{"$error":"#N/A"},{"$error":"#N/A"},{"$error":"#N/A"}]
[null,null,null,null,null,null,null,null,null,null,null,null,null,null,null,null,null,null,{"$error":"#N/A"},{"$error":"#N/A"},{"$error":"#N/A"},{"$error":"#N/A"}]
[null,null,null,null,null,null,null,null,null,null,null,null,null,null,null,null,null,null,{"$error":"#N/A"},{"$error":"#N/A"},{"$error":"#N/A"},{"$error":"#N/A"}]
[null,null,null,null,null,null,null,null,null,null,null,null,null,null,null,null,null,null,{"$error":"#N/A"},{"$error":"#N/A"},{"$error":"#N/A"},{"$error":"#N/A"}]
[null,null,null,null,null,null,null,null,null,null,null,null,null,null,null,null,null,null,{"$error":"#N/A"},{"$error":"#N/A"},{"$error":"#N/A"},{"$error":"#N/A"}]
[null,null,null,null,null,null,null,null,null,null,null,null,null,null,null,null,null,null,{"$error":"#N/A"},{"$error":"#N/A"},{"$error":"#N/A"},{"$error":"#N/A"}]
[null,null,null,null,null,null,null,null,null,null,null,null,null,null,null,null,null,null,{"$error":"#N/A"},{"$error":"#N/A"},{"$error":"#N/A"},{"$error":"#N/A"}]
[null,null,null,null,null,null,null,null,null,null,null,null,null,null,null,null,null,null,{"$error":"#N/A"},{"$error":"#N/A"},{"$error":"#N/A"},{"$error":"#N/A"}]
[null,null,null,null,null,null,null,null,null,null,null,null,null,null,null,null,null,null,{"$error":"#N/A"},{"$error":"#N/A"},{"$error":"#N/A"},{"$error":"#N/A"}]
[null,null,null,null,null,null,null,null,null,null,null,null,null,null,null,null,null,null,{"$error":"#N/A"},{"$error":"#N/A"},{"$error":"#N/A"},{"$error":"#N/A"}]
[null,null,null,null,null,null,null,null,null,null,null,null,null,null,null,null,null,null,{"$error":"#N/A"},{"$error":"#N/A"},{"$error":"#N/A"},{"$error":"#N/A"}]
[null,null,null,null,null,null,null,null,null,null,null,null,null,null,null,null,null,null,{"$error":"#N/A"},{"$error":"#N/A"},{"$error":"#N/A"},{"$error":"#N/A"}]
[null,null,null,null,null,null,null,null,null,null,null,null,null,null,null,null,null,null,{"$error":"#N/A"},{"$error":"#N/A"},{"$error":"#N/A"},{"$error":"#N/A"}]
[null,null,null,null,null,null,null,null,null,null,null,null,null,null,null,null,null,null,{"$error":"#N/A"},{"$error":"#N/A"},{"$error":"#N/A"},{"$error":"#N/A"}]
[null,null,null,null,null,null,null,null,null,null,null,null,null,null,null,null,null,null,{"$error":"#N/A"},{"$error":"#N/A"},{"$error":"#N/A"},{"$error":"#N/A"}]
[null,null,null,null,null,null,null,null,null,null,null,null,null,null,null,null,null,null,{"$error":"#N/A"},{"$error":"#N/A"},{"$error":"#N/A"},{"$error":"#N/A"}]
[null,null,null,null,null,null,null,null,null,null,null,null,null,null,null,null,null,null,{"$error":"#N/A"},{"$error":"#N/A"},{"$error":"#N/A"},{"$error":"#N/A"}]
[null,null,null,null,null,null,null,null,null,null,null,null,null,null,null,null,null,null,{"$error":"#N/A"},{"$error":"#N/A"},{"$error":"#N/A"},{"$error":"#N/A"}]
[null,null,null,null,null,null,null,null,null,null,null,null,null,null,null,null,null,null,{"$error":"#N/A"},{"$error":"#N/A"},{"$error":"#N/A"},{"$error":"#N/A"}]
[null,null,null,null,null,null,null,null,null,null,null,null,null,null,null,null,null,null,{"$error":"#N/A"},{"$error":"#N/A"},{"$error":"#N/A"},{"$error":"#N/A"}]
[null,null,null,null,null,null,null,null,null,null,null,null,null,null,null,null,null,null,{"$error":"#N/A"},{"$error":"#N/A"},{"$error":"#N/A"},{"$error":"#N/A"}]
[null,null,null,null,null,null,null,null,null,null,null,null,null,null,null,null,null,null,{"$error":"#N/A"},{"$error":"#N/A"},{"$error":"#N/A"},{"$error":"#N/A"}]
[null,null,null,null,null,null,null,null,null,null,null,null,null,null,null,null,null,null,{"$error":"#N/A"},{"$error":"#N/A"},{"$error":"#N/A"},{"$error":"#N/A"}]
[null,null,null,null,null,null,null,null,null,null,null,null,null,null,null,null,null,null,{"$error":"#N/A"},{"$error":"#N/A"},{"$error":"#N/A"},{"$error":"#N/A"}]
[null,null,null,null,null,null,null,null,null,null,null,null,null,null,null,null,null,null,{"$error":"#N/A"},{"$error":"#N/A"},{"$error":"#N/A"},{"$error":"#N/A"}]
[null,null,null,null,null,null,null,null,null,null,null,null,null,null,null,null,null,null,{"$error":"#N/A"},{"$error":"#N/A"},{"$error":"#N/A"},{"$error":"#N/A"}]
[null,null,null,null,null,null,null,null,null,null,null,null,null,null,null,null,null,null,{"$f":"IF($N70=1,$E70,NA())","v":{"$error":"#N/A"}},{"$f":"IF(AND($N70=0,$N70<>\"\"),$E70,NA())","v":{"$error":"#N/A"}},{"$f":"IF($N70=1,$F70,NA())","v":{"$error":"#N/A"}},{"$f":"IF(AND($N70=0,$N70<>\"\"),$F70,NA())","v":{"$error":"#N/A"}}]
[null,null,null,null,null,null,null,null,null,null,null,null,null,null,null,null,null,null,{"$error":"#N/A"},{"$error":"#N/A"},{"$error":"#N/A"},{"$error":"#N/A"}]
[null,null,null,null,null,null,null,null,null,null,null,null,null,null,null,null,null,null,{"$error":"#N/A"},{"$error":"#N/A"},{"$error":"#N/A"},{"$error":"#N/A"}]
[null,null,null,null,null,null,null,null,null,null,null,null,null,null,null,null,null,null,{"$error":"#N/A"},{"$error":"#N/A"},{"$error":"#N/A"},{"$error":"#N/A"}]
[null,null,null,null,null,null,null,null,null,null,null,null,null,null,null,null,null,null,{"$error":"#N/A"},{"$error":"#N/A"},{"$error":"#N/A"},{"$error":"#N/A"}]
[null,null,null,null,null,null,null,null,null,null,null,null,null,null,null,null,null,null,{"$error":"#N/A"},{"$error":"#N/A"},{"$error":"#N/A"},{"$error":"#N/A"}]
[null,null,null,null,null,null,null,null,null,null,null,null,null,null,null,null,null,null,{"$error":"#N/A"},{"$error":"#N/A"},{"$error":"#N/A"},{"$error":"#N/A"}]
[null,null,null,null,null,null,null,null,null,null,null,null,null,null,null,null,null,null,{"$error":"#N/A"},{"$error":"#N/A"},{"$error":"#N/A"},{"$error":"#N/A"}]
[null,null,null,null,null,null,null,null,null,null,null,null,null,null,null,null,null,null,{"$error":"#N/A"},{"$error":"#N/A"},{"$error":"#N/A"},{"$error":"#N/A"}]
[null,null,null,null,null,null,null,null,null,null,null,null,null,null,null,null,null,null,{"$error":"#N/A"},{"$error":"#N/A"},{"$error":"#N/A"},{"$error":"#N/A"}]
[null,null,null,null,null,null,null,null,null,null,null,null,null,null,null,null,null,null,{"$error":"#N/A"},{"$error":"#N/A"},{"$error":"#N/A"},{"$error":"#N/A"}]
[null,null,null,null,null,null,null,null,null,null,null,null,null,null,null,null,null,null,{"$error":"#N/A"},{"$error":"#N/A"},{"$error":"#N/A"},{"$error":"#N/A"}]
[null,null,null,null,null,null,null,null,null,null,null,null,null,null,null,null,null,null,{"$error":"#N/A"},{"$error":"#N/A"},{"$error":"#N/A"},{"$error":"#N/A"}]
[null,null,null,null,null,null,null,null,null,null,null,null,null,null,null,null,null,null,{"$error":"#N/A"},{"$error":"#N/A"},{"$error":"#N/A"},{"$error":"#N/A"}]
[null,null,null,null,null,null,null,null,null,null,null,null,null,null,null,null,null,null,{"$error":"#N/A"},{"$error":"#N/A"},{"$error":"#N/A"},{"$error":"#N/A"}]
[null,null,null,null,null,null,null,null,null,null,null,null,null,null,null,null,null,null,{"$error":"#N/A"},{"$error":"#N/A"},{"$error":"#N/A"},{"$error":"#N/A"}]
[null,null,null,null,null,null,null,null,null,null,null,null,null,null,null,null,null,null,{"$error":"#N/A"},{"$error":"#N/A"},{"$error":"#N/A"},{"$error":"#N/A"}]
[null,null,null,null,null,null,null,null,null,null,null,null,null,null,null,null,null,null,{"$error":"#N/A"},{"$error":"#N/A"},{"$error":"#N/A"},{"$error":"#N/A"}]
[null,null,null,null,null,null,null,null,null,null,null,null,null,null,null,null,null,null,{"$error":"#N/A"},{"$error":"#N/A"},{"$error":"#N/A"},{"$error":"#N/A"}]
[null,null,null,null,null,null,null,null,null,null,null,null,null,null,null,null,null,null,{"$error":"#N/A"},{"$error":"#N/A"},{"$error":"#N/A"},{"$error":"#N/A"}]
[null,null,null,null,null,null,null,null,null,null,null,null,null,null,null,null,null,null,{"$error":"#N/A"},{"$error":"#N/A"},{"$error":"#N/A"},{"$error":"#N/A"}]
[null,null,null,null,null,null,null,null,null,null,null,null,null,null,null,null,null,null,{"$error":"#N/A"},{"$error":"#N/A"},{"$error":"#N/A"},{"$error":"#N/A"}]
[null,null,null,null,null,null,null,null,null,null,null,null,null,null,null,null,null,null,{"$error":"#N/A"},{"$error":"#N/A"},{"$error":"#N/A"},{"$error":"#N/A"}]
[null,null,null,null,null,null,null,null,null,null,null,null,null,null,null,null,null,null,{"$error":"#N/A"},{"$error":"#N/A"},{"$error":"#N/A"},{"$error":"#N/A"}]
[null,null,null,null,null,null,null,null,null,null,null,null,null,null,null,null,null,null,{"$error":"#N/A"},{"$error":"#N/A"},{"$error":"#N/A"},{"$error":"#N/A"}]
[null,null,null,null,null,null,null,null,null,null,null,null,null,null,null,null,null,null,{"$error":"#N/A"},{"$error":"#N/A"},{"$error":"#N/A"},{"$error":"#N/A"}]
[null,null,null,null,null,null,null,null,null,null,null,null,null,null,null,null,null,null,{"$error":"#N/A"},{"$error":"#N/A"},{"$error":"#N/A"},{"$error":"#N/A"}]
[null,null,null,null,null,null,null,null,null,null,null,null,null,null,null,null,null,null,{"$error":"#N/A"},{"$error":"#N/A"},{"$error":"#N/A"},{"$error":"#N/A"}]
[null,null,null,null,null,null,null,null,null,null,null,null,null,null,null,null,null,null,{"$error":"#N/A"},{"$error":"#N/A"},{"$error":"#N/A"},{"$error":"#N/A"}]
[null,null,null,null,null,null,null,null,null,null,null,null,null,null,null,null,null,null,{"$error":"#N/A"},{"$error":"#N/A"},{"$error":"#N/A"},{"$error":"#N/A"}]
[null,null,null,null,null,null,null,null,null,null,null,null,null,null,null,null,null,null,{"$error":"#N/A"},{"$error":"#N/A"},{"$error":"#N/A"},{"$error":"#N/A"}]

{"sheet":"Simple Payback","index":31,"n_rows":7,"n_cols":10,"rows_kept":7,"cut":false,"hidden":true,"merged":[]}
[null,{"$f":"Translation!B460","v":"Simple Payback"}]
[]
[null,{"$f":"Translation!B424","v":"Simulation ID"},{"$f":"Translation!B425","v":"Fixture Name"},{"$f":"Translation!B426","v":"Type"},{"$f":"Translation!B427","v":"Watts"},{"$f":"Translation!B461","v":"Total Installation Cost"},{"$f":"Translation!B462","v":"Total Annual Cost"},{"$f":"Translation!B463","v":"Installation Cost Difference (to baseline)"},{"$f":"Translation!B464","v":"Annual Cost Savings (to baseline)"},{"$f":"Translation!B465","v":"Simple Payback"}]
[null,"Baseline","ATB2_60B_LED_E70_XXXXX_R2.ies","LED",134,0,83.69]
[null,"RESULTS - 1","ATB0_30B_LED_E53_XXXXX_R2.ies","LED",48,600,46.02,600,37.979999999999997,15.799452285654098]
[null,"RESULTS - 2","ATB2_60B_LED_E70_XXXXX_R2.ies","LED",134,600,83.69,600,0.31,1948.0519480519481]
[null,"RESULTS - 3","ATB2_60B_SINGLE","LED",134,600,83.69,600,0.31,1948.0519480519481]

{"sheet":"Net Present Value","index":32,"n_rows":7,"n_cols":28,"rows_kept":7,"cut":false,"hidden":true,"merged":[]}
[null,{"$f":"Translation!B466","v":"Net Present Value - Total Cost of Ownership"}]
[]
[null,{"$f":"Translation!B424","v":"Simulation ID"},{"$f":"Translation!B425","v":"Fixture Name"},{"$f":"Translation!B426","v":"Type"},{"$f":"Translation!B427","v":"Watts"},{"$f":"Translation!B467","v":"Year 0"},{"$f":"Translation!B468","v":"Year 1"},{"$f":"Translation!B469","v":"Year 2"},{"$f":"Translation!B470","v":"Year 3"},{"$f":"Translation!B471","v":"Year 4"},{"$f":"Translation!B472","v":"Year 5"},{"$f":"Translation!B473","v":"Year 6"},{"$f":"Translation!B474","v":"Year 7"},{"$f":"Translation!B475","v":"Year 8"},{"$f":"Translation!B476","v":"Year 9"},{"$f":"Translation!B477","v":"Year 10"},{"$f":"Translation!B478","v":"Year 11"},{"$f":"Translation!B479","v":"Year 12"},{"$f":"Translation!B480","v":"Year 13"},{"$f":"Translation!B481","v":"Year 14"},{"$f":"Translation!B482","v":"Year 15"},{"$f":"Translation!B483","v":"Year 16"},{"$f":"Translation!B484","v":"Year 17"},{"$f":"Translation!B485","v":"Year 18"},{"$f":"Translation!B486","v":"Year 19"},{"$f":"Translation!B487","v":"Year 20"},null,{"$f":"MResults!F2","v":"kWh/fixture"}]
[null,"Baseline","ATB2_60B_LED_E70_XXXXX_R2.ies","LED",134,0,83.69,167.38,251.08,334.77,418.46,502.15,585.84,669.54,753.23,836.92,920.61,1004.3,1088,1171.69,1255.3800000000001,1339.07,1422.76,1506.46,1590.15,1673.84,null,586.92000000000007]
[null,"RESULTS - 1","ATB0_30B_LED_E53_XXXXX_R2.ies","LED",48,600,646.02,692.05,738.07,784.1,830.12,876.14,922.17,968.19,1014.22,1060.24,1106.26,1152.29,1198.31,1244.3399999999999,1290.3599999999999,1336.38,1382.41,1428.43,1474.46,1520.48,null,210.24]
[null,"RESULTS - 2","ATB2_60B_LED_E70_XXXXX_R2.ies","LED",134,600,683.69,767.38,851.08,934.77,1018.46,1102.1500000000001,1185.8399999999999,1269.54,1353.23,1436.92,1520.61,1604.3,1688,1771.69,1855.38,1939.07,2022.76,2106.46,2190.15,2273.84,null,586.92000000000007]
[null,"RESULTS - 3","ATB2_60B_SINGLE","LED",134,600,683.69,767.38,851.08,934.77,1018.46,1102.1500000000001,1185.8399999999999,1269.54,1353.23,1436.92,1520.61,1604.3,1688,1771.69,1855.38,1939.07,2022.76,2106.46,2190.15,2273.84,null,586.92000000000007]

{"sheet":"ROI","index":33,"n_rows":7,"n_cols":27,"rows_kept":7,"cut":false,"hidden":true,"merged":[]}
[null,{"$f":"Translation!B507","v":"Return on Investment (after 'x' years)"}]
[null,{"$f":"Translation!B510","v":"Return on Investment is calculated using the Internal Rate of Return (IRR) method, including maintenance and energy escalation rates but not the user-entered discount rate"}]
[null,{"$f":"Translation!B424","v":"Simulation ID"},{"$f":"Translation!B425","v":"Fixture Name"},{"$f":"Translation!B426","v":"Type"},{"$f":"Translation!B427","v":"Watts"},{"$f":"Translation!B468","v":"Year 1"},{"$f":"Translation!B469","v":"Year 2"},{"$f":"Translation!B470","v":"Year 3"},{"$f":"Translation!B471","v":"Year 4"},{"$f":"Translation!B472","v":"Year 5"},{"$f":"Translation!B473","v":"Year 6"},{"$f":"Translation!B474","v":"Year 7"},{"$f":"Translation!B475","v":"Year 8"},{"$f":"Translation!B476","v":"Year 9"},{"$f":"Translation!B477","v":"Year 10"},{"$f":"Translation!B478","v":"Year 11"},{"$f":"Translation!B479","v":"Year 12"},{"$f":"Translation!B480","v":"Year 13"},{"$f":"Translation!B481","v":"Year 14"},{"$f":"Translation!B482","v":"Year 15"},{"$f":"Translation!B483","v":"Year 16"},{"$f":"Translation!B484","v":"Year 17"},{"$f":"Translation!B485","v":"Year 18"},{"$f":"Translation!B486","v":"Year 19"},{"$f":"Translation!B487","v":"Year 20"},null,{"$f":"MResults!F2","v":"kWh/fixture"}]
[null,"Baseline","ATB2_60B_LED_E70_XXXXX_R2.ies","LED",134,null,null,null,null,null,null,null,null,null,null,null,null,null,null,null,null,null,null,null,null,null,586.92000000000007]
[null,"RESULTS - 1","ATB0_30B_LED_E53_XXXXX_R2.ies","LED",48,-0.93596440000000003,-0.71041385660966794,-0.51624942179487798,-0.37746780775099875,-0.2791118996106069,-0.2078692683326826,-0.15490836562600796,-0.11457143531585301,-8.3186284331663418E-2,-5.8310277037408875E-2,-3.8275484512931057E-2,-2.1914234611892236E-2,-8.3902352800903079E-3,2.9078884225601787E-3,1.2435386441527196E-2,2.0536893679788282E-2,2.7477204436595404E-2,3.3462506170612416E-2,3.8655303295298982E-2,4.3185084692334286E-2,null,210.24]
[null,"RESULTS - 2","ATB2_60B_LED_E70_XXXXX_R2.ies","LED",134,{"$error":"#NUM!"},{"$error":"#NUM!"},{"$error":"#NUM!"},{"$error":"#NUM!"},{"$error":"#NUM!"},{"$error":"#NUM!"},{"$error":"#NUM!"},{"$error":"#NUM!"},{"$error":"#NUM!"},{"$error":"#NUM!"},{"$error":"#NUM!"},{"$error":"#NUM!"},{"$error":"#NUM!"},{"$error":"#NUM!"},{"$error":"#NUM!"},{"$error":"#NUM!"},{"$error":"#NUM!"},{"$error":"#NUM!"},{"$error":"#NUM!"},{"$error":"#NUM!"},null,586.92000000000007]
[null,"RESULTS - 3","ATB2_60B_SINGLE","LED",134,{"$error":"#NUM!"},{"$error":"#NUM!"},{"$error":"#NUM!"},{"$error":"#NUM!"},{"$error":"#NUM!"},{"$error":"#NUM!"},{"$error":"#NUM!"},{"$error":"#NUM!"},{"$error":"#NUM!"},{"$error":"#NUM!"},{"$error":"#NUM!"},{"$error":"#NUM!"},{"$error":"#NUM!"},{"$error":"#NUM!"},{"$error":"#NUM!"},{"$error":"#NUM!"},{"$error":"#NUM!"},{"$error":"#NUM!"},{"$error":"#NUM!"},{"$error":"#NUM!"},null,586.92000000000007]